## Transmission Section
SECTION I
TRANSMISSION FORECAST FORMS

## T1
4901:5-5-04(C)(1)
PUCO FORM FE-T1: | [5 empty] | TRANSMISSION ENERGY DELIVERY FORECAST
(Megawatt Hours/Year)a b
FirstEnergy System
|  | (1) | Energy Receipts from Generation | Sources Connected To The | Owner's System Inside Ohio |  | (2) | Energy Receipts from Generation | Sources Connected To The System | Outside Ohio | (3) | Total Energy Receipts From | Generation Sources | 1 + 2 | (4) | Energy Receipts At | Interconnections With Other | Transmission Companies Inside | Ohio | (5) | Energy Receipts At | Interconnections With Other | Transmission Companies Outside | Ohio | (6) | Total Energy Receipts At | Interconnections | 4 + 5 | (7) | Total Energy Receipts | 3 + 6 | (8) | Energy Deliveries At | Interconnections With Other | Transmission Companies Inside | Ohio | (9) | Energy Deliveries At | Interconnections With Other | Transmission Companies Outside | Ohio | (10) | Total Energy Deliveries At | Interconnections | 8 + 9 | (11) | Total Energy Deliveries For Load | Connected To The System b | 7 - 10 | (12) | Energy Deliveries For Loads | Connected To The System Inside | Ohio | (13) | Energy Deliveries For Loads | Connected To The System Outside | Ohio
Year
-5 | #REF! | 37939269.483 |  |  |  |  | 978211.347 |  |  |  | 38917480.83 |  |  |  | 15249917 |  |  |  |  | 28920994 |  |  |  |  | 44170911 |  |  |  | 83088391.83 |  |  | 9589098 |  |  |  |  | 7348592 |  |  |  |  | 16937690 |  |  |  | 66150701.83 |  |  |  | 61094619.003 |  |  |  | 5056082.827
-4 | #REF! | 45649020.533 |  |  |  |  | 530762.605 |  |  |  | 46179783.138 |  |  |  | 14496539 |  |  |  |  | 22733656 |  |  |  |  | 37230195 |  |  |  | 83409978.138 |  |  | 9824646 |  |  |  |  | 10036295 |  |  |  |  | 19860941 |  |  |  | 63549037.138 |  |  |  | 58880801.596 |  |  |  | 4668235.542
-3 | #REF! | 50403233.248 |  |  |  |  | 294704.636 |  |  |  | 50697937.884 |  |  |  | 13837551 |  |  |  |  | 21181287 |  |  |  |  | 35018838 |  |  |  | 85716775.884 |  |  | 11756354 |  |  |  |  | 8223115 |  |  |  |  | 19979469 |  |  |  | 65737306.884 |  |  |  | 60869609.694 |  |  |  | 4867697.19
-2 | #REF! | 56495975.109 |  |  |  |  | 479845.888 |  |  |  | 56975820.997 |  |  |  | 14232763.63 |  |  |  |  | 21594508.689 |  |  |  |  | 35827272.319 |  |  |  | 92803093.316 |  |  | 12970983.381 |  |  |  |  | 13293309.324 |  |  |  |  | 26264292.705 |  |  |  | 66538800.611 |  |  |  | 61737406.244 |  |  |  | 4801394.367
-1 | #REF! | 51563036.42 |  |  |  |  | 894810.818 |  |  |  | 52457847.238 |  |  |  | 13819545.864 |  |  |  |  | 20294102.592 |  |  |  |  | 34113648.456 |  |  |  | 86571495.694 |  |  | 12509051.232 |  |  |  |  | 9023368.162 |  |  |  |  | 21532419.394 |  |  |  | 65039076.3 |  |  |  | 60449456.787 |  |  |  | 4589619.513
0 | #REF! | #REF! |  |  |  |  | #REF! |  |  |  | #REF! |  |  |  | #REF! |  |  |  |  | #REF! |  |  |  |  | #REF! |  |  |  | #REF! |  |  | #REF! |  |  |  |  | #REF! |  |  |  |  | #REF! |  |  |  | #REF! |  |  |  | #REF! |  |  |  | #REF!
1 | #REF! | #REF! |  |  |  |  | #REF! |  |  |  | #REF! |  |  |  | #REF! |  |  |  |  | #REF! |  |  |  |  | #REF! |  |  |  | #REF! |  |  | #REF! |  |  |  |  | #REF! |  |  |  |  | #REF! |  |  |  | #REF! |  |  |  | #REF! |  |  |  | #REF!
2 | #REF! | #REF! |  |  |  |  | #REF! |  |  |  | #REF! |  |  |  | #REF! |  |  |  |  | #REF! |  |  |  |  | #REF! |  |  |  | #REF! |  |  | #REF! |  |  |  |  | #REF! |  |  |  |  | #REF! |  |  |  | #REF! |  |  |  | #REF! |  |  |  | #REF!
3 | #REF! | #REF! |  |  |  |  | #REF! |  |  |  | #REF! |  |  |  | #REF! |  |  |  |  | #REF! |  |  |  |  | #REF! |  |  |  | #REF! |  |  | #REF! |  |  |  |  | #REF! |  |  |  |  | #REF! |  |  |  | #REF! |  |  |  | #REF! |  |  |  | #REF!
4 | #REF! | #REF! |  |  |  |  | #REF! |  |  |  | #REF! |  |  |  | #REF! |  |  |  |  | #REF! |  |  |  |  | #REF! |  |  |  | #REF! |  |  | #REF! |  |  |  |  | #REF! |  |  |  |  | #REF! |  |  |  | #REF! |  |  |  | #REF! |  |  |  | #REF!
5 | #REF! | #REF! |  |  |  |  | #REF! |  |  |  | #REF! |  |  |  | #REF! |  |  |  |  | #REF! |  |  |  |  | #REF! |  |  |  | #REF! |  |  | #REF! |  |  |  |  | #REF! |  |  |  |  | #REF! |  |  |  | #REF! |  |  |  | #REF! |  |  |  | #REF!
6 | #REF! | #REF! |  |  |  |  | #REF! |  |  |  | #REF! |  |  |  | #REF! |  |  |  |  | #REF! |  |  |  |  | #REF! |  |  |  | #REF! |  |  | #REF! |  |  |  |  | #REF! |  |  |  |  | #REF! |  |  |  | #REF! |  |  |  | #REF! |  |  |  | #REF!
7 | #REF! | #REF! |  |  |  |  | #REF! |  |  |  | #REF! |  |  |  | #REF! |  |  |  |  | #REF! |  |  |  |  | #REF! |  |  |  | #REF! |  |  | #REF! |  |  |  |  | #REF! |  |  |  |  | #REF! |  |  |  | #REF! |  |  |  | #REF! |  |  |  | #REF!
8 | #REF! | #REF! |  |  |  |  | #REF! |  |  |  | #REF! |  |  |  | #REF! |  |  |  |  | #REF! |  |  |  |  | #REF! |  |  |  | #REF! |  |  | #REF! |  |  |  |  | #REF! |  |  |  |  | #REF! |  |  |  | #REF! |  |  |  | #REF! |  |  |  | #REF!
9 | #REF! | #REF! |  |  |  |  | #REF! |  |  |  | #REF! |  |  |  | #REF! |  |  |  |  | #REF! |  |  |  |  | #REF! |  |  |  | #REF! |  |  | #REF! |  |  |  |  | #REF! |  |  |  |  | #REF! |  |  |  | #REF! |  |  |  | #REF! |  |  |  | #REF!
10 | #REF! | #REF! |  |  |  |  | #REF! |  |  |  | #REF! |  |  |  | #REF! |  |  |  |  | #REF! |  |  |  |  | #REF! |  |  |  | #REF! |  |  | #REF! |  |  |  |  | #REF! |  |  |  |  | #REF! |  |  |  | #REF! |  |  |  | #REF! |  |  |  | #REF!
a | To be filled out by electric transmission owners operating in Ohio.
b | These data include energy for Pennsylvania Power as well as the 3 Ohio companies.
c | The Companies do not own or operate generation. For purposes of this schedule, the
Companies have continued to use actual historic information to allocate the forecasted years energy delivery.

## T2
4901:5-5:04 (C)(2)
PUCO Form FE-T2: |  | Electric Transmission Owner's System
Seasonal Peak Load Demand Forecast (Megawatts)a e
FirstEnergy System
|  | Native Loadb |  | Internal Loadc
| Year | Summer | Winterd | Summer | Winter
-5 | #REF! | 11973.022 | 9790.17 | 12572.022 | 9329.997
-4 | #REF! | 11883.226 | 9469.37 | 12465.226 | 9530
-3 | #REF! | 12022 | 9449.03 | 12604 | 9802
-2 | #REF! | 12189 | 9612.09 | 12771 | 9623.063
-1 | #REF! | #REF! | #REF! | 11962.986 | #REF!
0 | #REF! | #REF! | #REF! | #REF! | #REF!
1 | #REF! | #REF! | #REF! | #REF! | #REF!
2 | #REF! | #REF! | #REF! | #REF! | #REF!
3 | #REF! | #REF! | #REF! | #REF! | #REF!
4 | #REF! | #REF! | #REF! | #REF! | #REF!
5 | #REF! | #REF! | #REF! | #REF! | #REF!
6 | #REF! | #REF! | #REF! | #REF! | #REF!
7 | #REF! | #REF! | #REF! | #REF! | #REF!
8 | #REF! | #REF! | #REF! | #REF! | #REF!
9 | #REF! | #REF! | #REF! | #REF! | #REF!
10 | #REF! | #REF! | #REF! | #REF! | #REF!
a | To be filled out by electric transmission owners in Ohio.
b | Excludes interruptible load
c | Internal Load equals Native plus Interruptible.
d | Winter load reference is to peak loads which follow the summer peak load.
e | These data include load for Pennsylvania Power as well as the 3 Ohio companies.
f | Internal Load may differ from PJM reported load

## T3
4901:5-5:04 (C)(3)(a)
PUCO Form FE-T3: |  | Electric Transmission Owner's
Total Monthly Energy Forecast (Megawatt-Hours/Month)
FirstEnergy System
|  | Ohio Portiona | Total Service Areab | Total Systemc d
#REF!
| January | #REF! | #REF! | #REF! | 1
| February | #REF! | #REF! | #REF! | 2
| March | #REF! | #REF! | #REF! | 3
| April | #REF! | #REF! | #REF! | 4
| May | #REF! | #REF! | #REF! | 5
| June | #REF! | #REF! | #REF! | 6
| July | #REF! | #REF! | #REF! | 7
| August | #REF! | #REF! | #REF! | 8
| September | #REF! | #REF! | #REF! | 9
| October | #REF! | #REF! | #REF! | 10
| November | #REF! | #REF! | #REF! | 11
| December | #REF! | #REF! | #REF! | 12
#REF!
| January | #REF! | #REF! | #REF! | 1
| February | #REF! | #REF! | #REF! | 2
| March | #REF! | #REF! | #REF! | 3
| April | #REF! | #REF! | #REF! | 4
| May | #REF! | #REF! | #REF! | 5
| June | #REF! | #REF! | #REF! | 6
| July | #REF! | #REF! | #REF! | 7
| August | #REF! | #REF! | #REF! | 8
| September | #REF! | #REF! | #REF! | 9
| October | #REF! | #REF! | #REF! | 10
| November | #REF! | #REF! | #REF! | 11
| December | #REF! | #REF! | #REF! | 12
a | Electric transmission owner shall provide or cause to be provided data for the Ohio portion of its service
area in this column.
b | Electric transmission owner operating across Ohio boundries shall provide or cause to be provided data for
the total service area in this column.
c | Electric transmission owner operating as a part of an integrated operating system shall provide for the total
system in this column.
d | These data include load for Pennsylvania Power as well as the 3 Ohio companies

## T4
4901:5-5:04 (C)(3)(b)
PUCO Form FE-T4: |  | Electric Transmission Owner's
Monthly Internal Peak Load Forecast (Megawatts)
FirstEnergy System
|  | Ohio Portiona | Total Service Areab | Systemc d
#REF!
| January | #REF! | #REF! | #REF! | #REF! | 1 | Total OH | ATSI ZONE
| February | #REF! | #REF! | #REF! | #REF! | 2 | Total OH | ATSI ZONE
| March | #REF! | #REF! | #REF! | #REF! | 3 | Total OH | ATSI ZONE
| April | #REF! | #REF! | #REF! | #REF! | 4 | Total OH | ATSI ZONE
| May | #REF! | #REF! | #REF! | #REF! | 5 | Total OH | ATSI ZONE
| June | #REF! | #REF! | #REF! | #REF! | 6 | Total OH | ATSI ZONE
| July | #REF! | #REF! | #REF! | #REF! | 7 | Total OH | ATSI ZONE
| August | #REF! | #REF! | #REF! | #REF! | 8 | Total OH | ATSI ZONE
| September | #REF! | #REF! | #REF! | #REF! | 9 | Total OH | ATSI ZONE
| October | #REF! | #REF! | #REF! | #REF! | 10 | Total OH | ATSI ZONE
| November | #REF! | #REF! | #REF! | #REF! | 11 | Total OH | ATSI ZONE
| December | #REF! | #REF! | #REF! | #REF! | 12 | Total OH | ATSI ZONE
#REF!
| January | #REF! | #REF! | #REF! | #REF! | 1 | Total OH | ATSI ZONE
| February | #REF! | #REF! | #REF! | #REF! | 2 | Total OH | ATSI ZONE
| March | #REF! | #REF! | #REF! | #REF! | 3 | Total OH | ATSI ZONE
| April | #REF! | #REF! | #REF! | #REF! | 4 | Total OH | ATSI ZONE
| May | #REF! | #REF! | #REF! | #REF! | 5 | Total OH | ATSI ZONE
| June | #REF! | #REF! | #REF! | #REF! | 6 | Total OH | ATSI ZONE
| July | #REF! | #REF! | #REF! | #REF! | 7 | Total OH | ATSI ZONE
| August | #REF! | #REF! | #REF! | #REF! | 8 | Total OH | ATSI ZONE
| September | #REF! | #REF! | #REF! | #REF! | 9 | Total OH | ATSI ZONE
| October | #REF! | #REF! | #REF! | #REF! | 10 | Total OH | ATSI ZONE
| November | #REF! | #REF! | #REF! | #REF! | 11 | Total OH | ATSI ZONE
| December | #REF! | #REF! | #REF! | #REF! | 12 | Total OH | ATSI ZONE
a | Electric transmission owner shall provide or cause to be provided data for the Ohio portion of its service area in this column.
b | Electric transmission owner operating across Ohio boundries shall provide or cause to be provided data for the total service area
c | Electric transmission owner operating as a part of an integrated operating system shall provide for the total system in this column.
d | These data include load for Pennsylvania Power as well as the 3 Ohio companies.

## T5a
4901:5-5-04(C)(3)(c)(i)
PUCO FORM FE-T5: | MONTHLY ENERGY TRANSACTIONS (TOTAL MWh/MONTH)
FOR THE MOST RECENT YEAR
FirstEnergy System
PART A: SOURCES OF ENERGY
Reporting Month: January
1. Energy Receipts from all sources by type: (MWh)
|  | Firm | Non-Firm
|  | Transmission | Transmission | Total
|  | Service | Service
Energy Receipts from Power Plants directly |  | 4288238.046 | 0 | 4288238.046
connected to the Electric Transmission Owner's |  |  | 0
transmission system |  |  | 0
Energy Receipts from other sources |  | 3705721.53 | 0 | 3705721.53
Total Energy Receipts |  | 7993959.576 | 0 | 7993959.576
Reporting Month: February
1. Energy Receipts from all sources by type: (MWh)
|  | Firm | Non-Firm
|  | Transmission | Transmission | Total
|  | Service | Service
Energy Receipts from Power Plants directly |  | 4215434.155 | 0 | 4215434.155
0
transmission system |  |  | 0
Energy Receipts from other sources |  | 2894777.22 | 0 | 2894777.22
Total Energy Receipts |  | 7110211.375 | 0 | 7110211.375
4901:5-5-04(C)(3)(c)(i)
PUCO FORM FE-T5: | MONTHLY ENERGY TRANSACTIONS (TOTAL MWh/MONTH)
FOR THE MOST RECENT YEAR
FirstEnergy System
PART A: SOURCES OF ENERGY
Reporting Month: March
1. Energy Receipts from all sources by type: (MWh)
|  | Firm | Non-Firm
|  | Transmission | Transmission | Total
|  | Service | Service
Energy Receipts from Power Plants directly |  | 4116436.788 | 0 | 4116436.788
connected to the Electric Transmission Owner's |  |  | 0
transmission system |  |  | 0
Energy Receipts from other sources |  | 3052090.876 | 0 | 3052090.876
Total Energy Receipts |  | 7168527.664 | 0 | 7168527.664
Reporting Month: April
1. Energy Receipts from all sources by type: (MWh)
|  | Firm | Non-Firm
|  | Transmission | Transmission | Total
|  | Service | Service
Energy Receipts from Power Plants directly |  | 2609124.601 | 0 | 2609124.601
connected to the Electric Transmission Owner's |  |  | 0
transmission system |  |  | 0
Energy Receipts from other sources |  | 3524023.766 | 0 | 3524023.766
Total Energy Receipts |  | 6133148.367 | 0 | 6133148.367
4901:5-5-04(C)(3)(c)(i)
PUCO FORM FE-T5: | MONTHLY ENERGY TRANSACTIONS (TOTAL MWh/MONTH)
FOR THE MOST RECENT YEAR
FirstEnergy System
PART A: SOURCES OF ENERGY
Reporting Month: May
1. Energy Receipts from all sources by type: (MWh)
|  | Firm | Non-Firm
|  | Transmission | Transmission | Total
|  | Service | Service
Energy Receipts from Power Plants directly |  | 4674968.332 | 0 | 4674968.332
connected to the Electric Transmission Owner's |  |  | 0
transmission system |  |  | 0
Energy Receipts from other sources |  | 2103177.142 | 0 | 2103177.142
Total Energy Receipts |  | 6778145.474 | 0 | 6778145.474
Reporting Month: June
1. Energy Receipts from all sources by type: (MWh)
|  | Firm | Non-Firm
|  | Transmission | Transmission | Total
|  | Service | Service
Energy Receipts from Power Plants directly |  | 4850875.904 | 0 | 4850875.904
connected to the Electric Transmission Owner's |  |  | 0
transmission system |  |  | 0
Energy Receipts from other sources |  | 2099825.362 | 0 | 2099825.362
Total Energy Receipts |  | 6950701.266 | 0 | 6950701.266
4901:5-5-04(C)(3)(c)(i)
PUCO FORM FE-T5: | MONTHLY ENERGY TRANSACTIONS (TOTAL MWh/MONTH)
FOR THE MOST RECENT YEAR
FirstEnergy System
PART A: SOURCES OF ENERGY
Reporting Month: July
1. Energy Receipts from all sources by type: (MWh)
|  | Firm | Non-Firm
|  | Transmission | Transmission | Total
|  | Service | Service
Energy Receipts from Power Plants directly |  | 5194687.18 | 0 | 5194687.18
connected to the Electric Transmission Owner's |  |  | 0
transmission system |  |  | 0
Energy Receipts from other sources |  | 2578734.578 | 0 | 2578734.578
Total Energy Receipts |  | 7773421.758 | 0 | 7773421.758
Reporting Month: August
1. Energy Receipts from all sources by type: (MWh)
|  | Firm | Non-Firm
|  | Transmission | Transmission | Total
|  | Service | Service
Energy Receipts from Power Plants directly |  | 4949267.034 | 0 | 4949267.034
connected to the Electric Transmission Owner's |  |  | 0
transmission system |  |  | 0
Energy Receipts from other sources |  | 2872305.027 | 0 | 2872305.027
Total Energy Receipts |  | 7821572.061 | 0 | 7821572.061
4901:5-5-04(C)(3)(c)(i)
PUCO FORM FE-T5: | MONTHLY ENERGY TRANSACTIONS (TOTAL MWh/MONTH)
FOR THE MOST RECENT YEAR
FirstEnergy System
PART A: SOURCES OF ENERGY
Reporting Month: September
1. Energy Receipts from all sources by type: (MWh)
|  | Firm | Non-Firm
|  | Transmission | Transmission | Total
|  | Service | Service
Energy Receipts from Power Plants directly |  | 4897552.774 | 0 | 4897552.774
connected to the Electric Transmission Owner's |  |  | 0
transmission system |  |  | 0
Energy Receipts from other sources |  | 2507979.595 | 0 | 2507979.595
Total Energy Receipts |  | 7405532.369 | 0 | 7405532.369
Reporting Month: October
1. Energy Receipts from all sources by type: (MWh)
|  | Firm | Non-Firm
|  | Transmission | Transmission | Total
|  | Service | Service
Energy Receipts from Power Plants directly |  | 3967404.871 | 0 | 3967404.871
connected to the Electric Transmission Owner's |  |  | 0
transmission system |  |  | 0
Energy Receipts from other sources |  | 3129323.733 | 0 | 3129323.733
Total Energy Receipts |  | 7096728.604 | 0 | 7096728.604
4901:5-5-04(C)(3)(c)(i)
PUCO FORM FE-T5: | MONTHLY ENERGY TRANSACTIONS (TOTAL MWh/MONTH)
FOR THE MOST RECENT YEAR
FirstEnergy System
PART A: SOURCES OF ENERGY
Reporting Month: November
1. Energy Receipts from all sources by type: (MWh)
|  | Firm | Non-Firm
|  | Transmission | Transmission | Total
|  | Service | Service
Energy Receipts from Power Plants directly |  | 4390432.425 | 0 | 4390432.425
connected to the Electric Transmission Owner's |  |  | 0
transmission system |  |  | 0
Energy Receipts from other sources |  | 2508088.954 | 0 | 2508088.954
Total Energy Receipts |  | 6898521.379 | 0 | 6898521.379
Reporting Month: December
1. Energy Receipts from all sources by type: (MWh)
|  | Firm | Non-Firm
|  | Transmission | Transmission | Total
|  | Service | Service
Energy Receipts from Power Plants directly |  | 4303425.128 | 0 | 4303425.128
connected to the Electric Transmission Owner's |  |  | 0
transmission system |  |  | 0
Energy Receipts from other sources |  | 3137600.673 | 0 | 3137600.673
Total Energy Receipts |  | 7441025.801 | 0 | 7441025.801

## T5b
4901:5-5-04(C)(3)(c)(ii)
PUCO FORM FE-T5: |  | MONTHLY ENERGY TRANSACTIONS (TOTAL MWh/MONTH)
FOR THE MOST RECENT YEAR
FirstEnergy System
PART B: DELIVERY OF ENERGY
Reporting Month: |  | #REF!
1. Energy Deliveries to all points connected to the Electric Transmission Owner's System
(MWh)
|  |  | Firm | Non-Firm
|  |  | Transmission | Transmission | Total
|  |  | Service | Service
For Distribution Service:
| Affiliated Electric Utility Companies |  | 5177693.22 | 0 | 5177693.22
| Other Investor-Owned Electric Utilities |  | 2246166.569 | 0 | 2246166.569
| Coorperative-Owned Electric System |  | 112921.9722 | 0 | 112921.9722
| Municipal-Owned Electric Systems |  | 449692.1184 | 0 | 449692.1184
| Federal and State Electric Agencies |  | 0 | 0 | 0
Other end user service |  |  | 0 | 0 | 0
For Non Distribution service (transmission to transmission service |  |  | 0 | 0 | 0
Total Energy Delivery |  |  | 7986473.8796 | 0 | 7986473.8796
Reporting Month: |  | #REF!
2. Energy Deliveries to all points connected to the Electric Transmission Owner's System
located in Ohio (MWh)
|  |  | Firm | Non-Firm
|  |  | Transmission | Transmission | Total
|  |  | Service | Service
For Distribution Service:
| Affiliated Electric Utility Companies |  | 4752407.326 | 0 | 4752407.326
| Other Investor-Owned Electric Utilities |  | 1722074.811 | 0 | 1722074.811
| Coorperative-Owned Electric System |  | 112921.9722 | 0 | 112921.9722
| Municipal-Owned Electric Systems |  | 449692.1184 | 0 | 449692.1184
| Federal and State Electric Agencies |  | 0 | 0 | 0
Other end user service |  |  | 0 | 0 | 0
For Non Distribution service (transmission to transmission service |  |  | 0 | 0 | 0
Total Energy Delivery |  |  | 7037096.2276 | 0 | 7037096.2276
4901:5-5-04(C)(3)(c)(ii)
PUCO FORM FE-T5: |  | MONTHLY ENERGY TRANSACTIONS (TOTAL MWh/MONTH)
FOR THE MOST RECENT YEAR
FirstEnergy System
PART B: DELIVERY OF ENERGY
Reporting Month: |  | #REF!
1. Energy Deliveries to all points connected to the Electric Transmission Owner's System
(MWh)
|  |  | Firm | Non-Firm
|  |  | Transmission | Transmission | Total
|  |  | Service | Service
For Distribution Service:
| Affiliated Electric Utility Companies |  | 4667749.857 | 0 | 4667749.857
| Other Investor-Owned Electric Utilities |  | 1948527.222 | 0 | 1948527.222
| Coorperative-Owned Electric System |  | 98251.9669 | 0 | 98251.9669
| Municipal-Owned Electric Systems |  | 396965.0113 | 0 | 396965.0113
| Federal and State Electric Agencies |  | 0 | 0 | 0
Other end user service |  |  | 0 | 0 | 0
For Non Distribution service (transmission to transmission service |  |  | 0 | 0 | 0
Total Energy Delivery |  |  | 7111494.0572 | 0 | 7111494.0572
Reporting Month: |  | #REF!
2. Energy Deliveries to all points connected to the Electric Transmission Owner's System
located in Ohio (MWh)
|  |  | Firm | Non-Firm
|  |  | Transmission | Transmission | Total
|  |  | Service | Service
For Distribution Service:
| Affiliated Electric Utility Companies |  | 4285878.409 | 0 | 4285878.409
| Other Investor-Owned Electric Utilities |  | 1280797.261 | 0 | 1280797.261
| Coorperative-Owned Electric System |  | 98251.9669 | 0 | 98251.9669
| Municipal-Owned Electric Systems |  | 396965.0113 | 0 | 396965.0113
| Federal and State Electric Agencies |  | 0 | 0 | 0
Other end user service |  |  | 0 | 0 | 0
For Non Distribution service (transmission to transmission service |  |  | 0 | 0 | 0
Total Energy Delivery |  |  | 6061892.6482 | 0 | 6061892.6482
4901:5-5-04(C)(3)(c)(ii)
PUCO FORM FE-T5: |  | MONTHLY ENERGY TRANSACTIONS (TOTAL MWh/MONTH)
FOR THE MOST RECENT YEAR
FirstEnergy System
PART B: DELIVERY OF ENERGY
Reporting Month: |  | #REF!
1. Energy Deliveries to all points connected to the Electric Transmission Owner's System
(MWh)
|  |  | Firm | Non-Firm
|  |  | Transmission | Transmission | Total
|  |  | Service | Service
For Distribution Service:
| Affiliated Electric Utility Companies |  | 5039619.206 | 0 | 5039619.206
| Other Investor-Owned Electric Utilities |  | 1612110.031 | 0 | 1612110.031
| Coorperative-Owned Electric System |  | 104775.0123 | 0 | 104775.0123
| Municipal-Owned Electric Systems |  | 424934.3169 | 0 | 424934.3169
| Federal and State Electric Agencies |  | 0 | 0 | 0
Other end user service |  |  | 0 | 0 | 0
For Non Distribution service (transmission to transmission service |  |  | 0 | 0 | 0
Total Energy Delivery |  |  | 7181438.5662 | 0 | 7181438.5662
Reporting Month: |  | #REF!
2. Energy Deliveries to all points connected to the Electric Transmission Owner's System
located in Ohio (MWh)
|  |  | Firm | Non-Firm
|  |  | Transmission | Transmission | Total
|  |  | Service | Service
For Distribution Service:
| Affiliated Electric Utility Companies |  | 4633155.457 | 0 | 4633155.457
| Other Investor-Owned Electric Utilities |  | 1346309.41 | 0 | 1346309.41
| Coorperative-Owned Electric System |  | 104775.0123 | 0 | 104775.0123
| Municipal-Owned Electric Systems |  | 424934.3169 | 0 | 424934.3169
| Federal and State Electric Agencies |  | 0 | 0 | 0
Other end user service |  |  | 0 | 0 | 0
For Non Distribution service (transmission to transmission service |  |  | 0 | 0 | 0
Total Energy Delivery |  |  | 6509174.1962 | 0 | 6509174.1962
4901:5-5-04(C)(3)(c)(ii)
PUCO FORM FE-T5: |  | MONTHLY ENERGY TRANSACTIONS (TOTAL MWh/MONTH)
FOR THE MOST RECENT YEAR
FirstEnergy System
PART B: DELIVERY OF ENERGY
Reporting Month: |  | #REF!
1. Energy Deliveries to all points connected to the Electric Transmission Owner's System
(MWh)
|  |  | Firm | Non-Firm
|  |  | Transmission | Transmission | Total
|  |  | Service | Service
For Distribution Service:
| Affiliated Electric Utility Companies |  | 4377491.686 | 0 | 4377491.686
| Other Investor-Owned Electric Utilities |  | 1298452.304 | 0 | 1298452.304
| Coorperative-Owned Electric System |  | 83974.0007 | 0 | 83974.0007
| Municipal-Owned Electric Systems |  | 364781.7843 | 0 | 364781.7843
| Federal and State Electric Agencies |  | 0 | 0 | 0
Other end user service |  |  | 0 | 0 | 0
For Non Distribution service (transmission to transmission service |  |  | 0 | 0 | 0
Total Energy Delivery |  |  | 6124699.775 | 0 | 6124699.775
Reporting Month: |  | #REF!
2. Energy Deliveries to all points connected to the Electric Transmission Owner's System
located in Ohio (MWh)
|  |  | Firm | Non-Firm
|  |  | Transmission | Transmission | Total
|  |  | Service | Service
For Distribution Service:
| Affiliated Electric Utility Companies |  | 4032871.186 | 0 | 4032871.186
| Other Investor-Owned Electric Utilities |  | 1015769.109 | 0 | 1015769.109
| Coorperative-Owned Electric System |  | 83974.0007 | 0 | 83974.0007
| Municipal-Owned Electric Systems |  | 364781.7843 | 0 | 364781.7843
| Federal and State Electric Agencies |  | 0 | 0 | 0
Other end user service |  |  | 0 | 0 | 0
For Non Distribution service (transmission to transmission service |  |  | 0 | 0 | 0
Total Energy Delivery |  |  | 5497396.08 | 0 | 5497396.08
4901:5-5-04(C)(3)(c)(ii)
PUCO FORM FE-T5: |  | MONTHLY ENERGY TRANSACTIONS (TOTAL MWh/MONTH)
FOR THE MOST RECENT YEAR
FirstEnergy System
PART B: DELIVERY OF ENERGY
Reporting Month: |  | #REF!
1. Energy Deliveries to all points connected to the Electric Transmission Owner's System
(MWh)
|  |  | Firm | Non-Firm
|  |  | Transmission | Transmission | Total
|  |  | Service | Service
For Distribution Service:
| Affiliated Electric Utility Companies |  | 4543926.033 | 0 | 4543926.033
| Other Investor-Owned Electric Utilities |  | 1773829.572 | 0 | 1773829.572
| Coorperative-Owned Electric System |  | 82938.5138 | 0 | 82938.5138
| Municipal-Owned Electric Systems |  | 376301.3064 | 0 | 376301.3064
| Federal and State Electric Agencies |  | 0 | 0 | 0
Other end user service |  |  | 0 | 0 | 0
For Non Distribution service (transmission to transmission service |  |  | 0 | 0 | 0
Total Energy Delivery |  |  | 6776995.4252 | 0 | 6776995.4252
Reporting Month: |  | #REF!
2. Energy Deliveries to all points connected to the Electric Transmission Owner's System
located in Ohio (MWh)
|  |  | Firm | Non-Firm
|  |  | Transmission | Transmission | Total
|  |  | Service | Service
For Distribution Service:
| Affiliated Electric Utility Companies |  | 4183703.457 | 0 | 4183703.457
| Other Investor-Owned Electric Utilities |  | 1294524.812 | 0 | 1294524.812
| Coorperative-Owned Electric System |  | 82938.5138 | 0 | 82938.5138
| Municipal-Owned Electric Systems |  | 376301.3064 | 0 | 376301.3064
| Federal and State Electric Agencies |  | 0 | 0 | 0
Other end user service |  |  | 0 | 0 | 0
For Non Distribution service (transmission to transmission service |  |  | 0 | 0 | 0
Total Energy Delivery |  |  | 5937468.0892 | 0 | 5937468.0892
4901:5-5-04(C)(3)(c)(ii)
PUCO FORM FE-T5: |  | MONTHLY ENERGY TRANSACTIONS (TOTAL MWh/MONTH)
FOR THE MOST RECENT YEAR
FirstEnergy System
PART B: DELIVERY OF ENERGY
Reporting Month: |  | #REF!
1. Energy Deliveries to all points connected to the Electric Transmission Owner's System
(MWh)
|  |  | Firm | Non-Firm
|  |  | Transmission | Transmission | Total
|  |  | Service | Service
For Distribution Service:
| Affiliated Electric Utility Companies |  | 4818781.03 | 0 | 4818781.03
| Other Investor-Owned Electric Utilities |  | 1641299.486 | 0 | 1641299.486
| Coorperative-Owned Electric System |  | 85228.7264 | 0 | 85228.7264
| Municipal-Owned Electric Systems |  | 403172.8315 | 0 | 403172.8315
| Federal and State Electric Agencies |  | 0 | 0 | 0
Other end user service |  |  | 0 | 0 | 0
For Non Distribution service (transmission to transmission service |  |  | 0 | 0 | 0
Total Energy Delivery |  |  | 6948482.0739 | 0 | 6948482.0739
Reporting Month: |  | #REF!
2. Energy Deliveries to all points connected to the Electric Transmission Owner's System
located in Ohio (MWh)
|  |  | Firm | Non-Firm
|  |  | Transmission | Transmission | Total
|  |  | Service | Service
For Distribution Service:
| Affiliated Electric Utility Companies |  | 4453621.494 | 0 | 4453621.494
| Other Investor-Owned Electric Utilities |  | 1103000.446 | 0 | 1103000.446
| Coorperative-Owned Electric System |  | 85228.7264 | 0 | 85228.7264
| Municipal-Owned Electric Systems |  | 403172.8315 | 0 | 403172.8315
| Federal and State Electric Agencies |  | 0 | 0 | 0
Other end user service |  |  | 0 | 0 | 0
For Non Distribution service (transmission to transmission service |  |  | 0 | 0 | 0
Total Energy Delivery |  |  | 6045023.4979 | 0 | 6045023.4979
4901:5-5-04(C)(3)(c)(ii)
PUCO FORM FE-T5: |  | MONTHLY ENERGY TRANSACTIONS (TOTAL MWh/MONTH)
FOR THE MOST RECENT YEAR
FirstEnergy System
PART B: DELIVERY OF ENERGY
Reporting Month: |  | #REF!
1. Energy Deliveries to all points connected to the Electric Transmission Owner's System
(MWh)
|  |  | Firm | Non-Firm
|  |  | Transmission | Transmission | Total
|  |  | Service | Service
For Distribution Service:
| Affiliated Electric Utility Companies |  | 5625003.542 | 0 | 5625003.542
| Other Investor-Owned Electric Utilities |  | 1568642.435 | 0 | 1568642.435
| Coorperative-Owned Electric System |  | 105916.0932 | 0 | 105916.0932
| Municipal-Owned Electric Systems |  | 471802.2918 | 0 | 471802.2918
| Federal and State Electric Agencies |  | 0 | 0 | 0
Other end user service |  |  | 0 | 0 | 0
For Non Distribution service (transmission to transmission service |  |  | 0 | 0 | 0
Total Energy Delivery |  |  | 7771364.362 | 0 | 7771364.362
Reporting Month: |  | #REF!
2. Energy Deliveries to all points connected to the Electric Transmission Owner's System
located in Ohio (MWh)
|  |  | Firm | Non-Firm
|  |  | Transmission | Transmission | Total
|  |  | Service | Service
For Distribution Service:
| Affiliated Electric Utility Companies |  | 5197707.547 | 0 | 5197707.547
| Other Investor-Owned Electric Utilities |  | 1084183.559 | 0 | 1084183.559
| Coorperative-Owned Electric System |  | 105916.0932 | 0 | 105916.0932
| Municipal-Owned Electric Systems |  | 471802.2918 | 0 | 471802.2918
| Federal and State Electric Agencies |  | 0 | 0 | 0
Other end user service |  |  | 0 | 0 | 0
For Non Distribution service (transmission to transmission service |  |  | 0 | 0 | 0
Total Energy Delivery |  |  | 6859609.491 | 0 | 6859609.491
4901:5-5-04(C)(3)(c)(ii)
PUCO FORM FE-T5: |  | MONTHLY ENERGY TRANSACTIONS (TOTAL MWh/MONTH)
FOR THE MOST RECENT YEAR
FirstEnergy System
PART B: DELIVERY OF ENERGY
Reporting Month: |  | #REF!
1. Energy Deliveries to all points connected to the Electric Transmission Owner's System
(MWh)
|  |  | Firm | Non-Firm
|  |  | Transmission | Transmission | Total
|  |  | Service | Service
For Distribution Service:
| Affiliated Electric Utility Companies |  | 5444314.791 | 0 | 5444314.791
| Other Investor-Owned Electric Utilities |  | 1816138.731 | 0 | 1816138.731
| Coorperative-Owned Electric System |  | 100001.6249 | 0 | 100001.6249
| Municipal-Owned Electric Systems |  | 460894.3911 | 0 | 460894.3911
| Federal and State Electric Agencies |  | 0 | 0 | 0
Other end user service |  |  | 0 | 0 | 0
For Non Distribution service (transmission to transmission service |  |  | 0 | 0 | 0
Total Energy Delivery |  |  | 7821349.538 | 0 | 7821349.538
Reporting Month: |  | #REF!
2. Energy Deliveries to all points connected to the Electric Transmission Owner's System
located in Ohio (MWh)
|  |  | Firm | Non-Firm
|  |  | Transmission | Transmission | Total
|  |  | Service | Service
For Distribution Service:
| Affiliated Electric Utility Companies |  | 5030705.363 | 0 | 5030705.363
| Other Investor-Owned Electric Utilities |  | 1308000.248 | 0 | 1308000.248
| Coorperative-Owned Electric System |  | 100001.6249 | 0 | 100001.6249
| Municipal-Owned Electric Systems |  | 460894.3911 | 0 | 460894.3911
| Federal and State Electric Agencies |  | 0 | 0 | 0
Other end user service |  |  | 0 | 0 | 0
For Non Distribution service (transmission to transmission service |  |  | 0 | 0 | 0
Total Energy Delivery |  |  | 6899601.627 | 0 | 6899601.627
4901:5-5-04(C)(3)(c)(ii)
PUCO FORM FE-T5: |  | MONTHLY ENERGY TRANSACTIONS (TOTAL MWh/MONTH)
FOR THE MOST RECENT YEAR
FirstEnergy System
PART B: DELIVERY OF ENERGY
Reporting Month: |  | #REF!
1. Energy Deliveries to all points connected to the Electric Transmission Owner's System
(MWh)
|  |  | Firm | Non-Firm
|  |  | Transmission | Transmission | Total
|  |  | Service | Service
For Distribution Service:
| Affiliated Electric Utility Companies |  | 4791087.431 | 0 | 4791087.431
| Other Investor-Owned Electric Utilities |  | 2123527.395 | 0 | 2123527.395
| Coorperative-Owned Electric System |  | 85215.558 | 0 | 85215.558
| Municipal-Owned Electric Systems |  | 405567.214 | 0 | 405567.214
| Federal and State Electric Agencies |  | 0 | 0 | 0
Other end user service |  |  | 0 | 0 | 0
For Non Distribution service (transmission to transmission service |  |  | 0 | 0 | 0
Total Energy Delivery |  |  | 7405397.598 | 0 | 7405397.598
Reporting Month: |  | #REF!
2. Energy Deliveries to all points connected to the Electric Transmission Owner's System
located in Ohio (MWh)
|  |  | Firm | Non-Firm
|  |  | Transmission | Transmission | Total
|  |  | Service | Service
For Distribution Service:
| Affiliated Electric Utility Companies |  | 4423517.326 | 0 | 4423517.326
| Other Investor-Owned Electric Utilities |  | 1426420.257 | 0 | 1426420.257
| Coorperative-Owned Electric System |  | 85215.558 | 0 | 85215.558
| Municipal-Owned Electric Systems |  | 405567.214 | 0 | 405567.214
| Federal and State Electric Agencies |  | 0 | 0 | 0
Other end user service |  |  | 0 | 0 | 0
For Non Distribution service (transmission to transmission service |  |  | 0 | 0 | 0
Total Energy Delivery |  |  | 6340720.355 | 0 | 6340720.355
4901:5-5-04(C)(3)(c)(ii)
PUCO FORM FE-T5: |  | MONTHLY ENERGY TRANSACTIONS (TOTAL MWh/MONTH)
FOR THE MOST RECENT YEAR
FirstEnergy System
PART B: DELIVERY OF ENERGY
Reporting Month: |  | #REF!
1. Energy Deliveries to all points connected to the Electric Transmission Owner's System
(MWh)
|  |  | Firm | Non-Firm
|  |  | Transmission | Transmission | Total
|  |  | Service | Service
For Distribution Service:
| Affiliated Electric Utility Companies |  | 4671031.544 | 0 | 4671031.544
| Other Investor-Owned Electric Utilities |  | 1940516.93 | 0 | 1940516.93
| Coorperative-Owned Electric System |  | 87343.7 | 0 | 87343.7
| Municipal-Owned Electric Systems |  | 398058.0271 | 0 | 398058.0271
| Federal and State Electric Agencies |  | 0 | 0 | 0
Other end user service |  |  | 0 | 0 | 0
For Non Distribution service (transmission to transmission service |  |  | 0 | 0 | 0
Total Energy Delivery |  |  | 7096950.2011 | 0 | 7096950.2011
Reporting Month: |  | #REF!
2. Energy Deliveries to all points connected to the Electric Transmission Owner's System
located in Ohio (MWh)
|  |  | Firm | Non-Firm
|  |  | Transmission | Transmission | Total
|  |  | Service | Service
For Distribution Service:
| Affiliated Electric Utility Companies |  | 4328834.892 | 0 | 4328834.892
| Other Investor-Owned Electric Utilities |  | 1474539.165 | 0 | 1474539.165
| Coorperative-Owned Electric System |  | 87343.7 | 0 | 87343.7
| Municipal-Owned Electric Systems |  | 398058.0271 | 0 | 398058.0271
| Federal and State Electric Agencies |  | 0 | 0 | 0
Other end user service |  |  | 0 | 0 | 0
For Non Distribution service (transmission to transmission service |  |  | 0 | 0 | 0
Total Energy Delivery |  |  | 6288775.7841 | 0 | 6288775.7841
4901:5-5-04(C)(3)(c)(ii)
PUCO FORM FE-T5: |  | MONTHLY ENERGY TRANSACTIONS (TOTAL MWh/MONTH)
FOR THE MOST RECENT YEAR
FirstEnergy System
PART B: DELIVERY OF ENERGY
Reporting Month: |  | #REF!
1. Energy Deliveries to all points connected to the Electric Transmission Owner's System
(MWh)
|  |  | Firm | Non-Firm
|  |  | Transmission | Transmission | Total
|  |  | Service | Service
For Distribution Service:
| Affiliated Electric Utility Companies |  | 4728407.457 | 0 | 4728407.457
| Other Investor-Owned Electric Utilities |  | 1660777.886 | 0 | 1660777.886
| Coorperative-Owned Electric System |  | 100287.4166 | 0 | 100287.4166
| Municipal-Owned Electric Systems |  | 400855.4245 | 0 | 400855.4245
| Federal and State Electric Agencies |  | 0 | 0 | 0
Other end user service |  |  | 0 | 0 | 0
For Non Distribution service (transmission to transmission service |  |  | 0 | 0 | 0
Total Energy Delivery |  |  | 6890328.1841 | 0 | 6890328.1841
Reporting Month: |  | #REF!
2. Energy Deliveries to all points connected to the Electric Transmission Owner's System
located in Ohio (MWh)
|  |  | Firm | Non-Firm
|  |  | Transmission | Transmission | Total
|  |  | Service | Service
For Distribution Service:
| Affiliated Electric Utility Companies |  | 4360597.152 | 0 | 4360597.152
| Other Investor-Owned Electric Utilities |  | 1282387.886 | 0 | 1282387.886
| Coorperative-Owned Electric System |  | 100287.4166 | 0 | 100287.4166
| Municipal-Owned Electric Systems |  | 400855.4245 | 0 | 400855.4245
| Federal and State Electric Agencies |  | 0 | 0 | 0
Other end user service |  |  | 0 | 0 | 0
For Non Distribution service (transmission to transmission service |  |  | 0 | 0 | 0
Total Energy Delivery |  |  | 6144127.8791 | 0 | 6144127.8791
4901:5-5-04(C)(3)(c)(ii)
PUCO FORM FE-T5: |  | MONTHLY ENERGY TRANSACTIONS (TOTAL MWh/MONTH)
FOR THE MOST RECENT YEAR
FirstEnergy System
PART B: DELIVERY OF ENERGY
Reporting Month: |  | #REF!
1. Energy Deliveries to all points connected to the Electric Transmission Owner's System
(MWh)
|  |  | Firm | Non-Firm
|  |  | Transmission | Transmission | Total
|  |  | Service | Service
For Distribution Service:
| Affiliated Electric Utility Companies |  | 5006710.563 | 0 | 5006710.563
| Other Investor-Owned Electric Utilities |  | 1902430.833 | 0 | 1902430.833
| Coorperative-Owned Electric System |  | 96394.4552 | 0 | 96394.4552
| Municipal-Owned Electric Systems |  | 426574.4099 | 0 | 426574.4099
| Federal and State Electric Agencies |  | 0 | 0 | 0
Other end user service |  |  | 0 | 0 | 0
For Non Distribution service (transmission to transmission service |  |  | 0 | 0 | 0
Total Energy Delivery |  |  | 7432110.2611 | 0 | 7432110.2611
Reporting Month: |  | #REF!
2. Energy Deliveries to all points connected to the Electric Transmission Owner's System
located in Ohio (MWh)
|  |  | Firm | Non-Firm
|  |  | Transmission | Transmission | Total
|  |  | Service | Service
For Distribution Service:
| Affiliated Electric Utility Companies |  | 4619197.238 | 0 | 4619197.238
| Other Investor-Owned Electric Utilities |  | 1243262.833 | 0 | 1243262.833
| Coorperative-Owned Electric System |  | 96394.4552 | 0 | 96394.4552
| Municipal-Owned Electric Systems |  | 426574.4099 | 0 | 426574.4099
| Federal and State Electric Agencies |  | 0 | 0 | 0
Other end user service |  |  | 0 | 0 | 0
For Non Distribution service (transmission to transmission service |  |  | 0 | 0 | 0
Total Energy Delivery |  |  | 6385428.9361 | 0 | 6385428.9361

## T5c
4901:5-5-04(C)(3)(c)(iii)
PUCO FORM FE-T5: |  | MONTHLY ENERGY TRANSACTIONS (TOTAL MWh/MONTH)
FOR THE MOST RECENT YEAR
FirstEnergy System
PART C: LOSSES AND UNACCOUNTED FOR (MWh)
|  |  | Firm | Non-Firm
|  |  | Transmission | Transmission | Total
|  |  | Service | Service
Sources minus Delivery (a)
| January |  | 7485.6964 | 0 | 7485.6964
| February |  | -1282.6822 | 0 | -1282.6822
| March |  | -12910.9022 | 0 | -12910.9022
| April |  | 8448.592 | 0 | 8448.592
| May |  | 1150.0488 | 0 | 1150.0488
| June |  | 2219.1921 | 0 | 2219.1921
| July |  | 2057.396 | 0 | 2057.396
| August |  | 222.523 | 0 | 222.523
| September |  | 134.771 | 0 | 134.771
| October |  | -221.5971 | 0 | -221.5971
| November |  | 8193.1949 | 0 | 8193.1949
| December |  | 8915.5399 | 0 | 8915.5399
(a) FE2-T5: Part A minus Part B (1)

## T6
4901:5-5-04(C)(4) | [5 empty] | Updated 2/14/2024 - CMM from Abdel L
PUCO Form FE-:T6 | Conditions at Time of Monthly Peak
(Megawatts)
Date Mo/Day/Yr | Hour (DST) | Peak MWs | Scheduled Transmission Outages (Y/N) | Unscheduled Transmission Outages (Y/N) | Emergency Operating Procedures
2023-01-31 | 19 | 9320.084 | Y | N | N
2023-02-03 | 11 | 9623.063 | Y | N | N
2023-03-14 | 10 | 9072.901 | Y | N | N
2023-04-18 | 11 | 8041.267 | Y | Y | N
2023-05-31 | 17 | 10068.362 | Y | Y | N
2023-06-30 | 17 | 10796.295 | Y | N | N
2023-07-05 | 19 | 11609.582 | Y | Y | Y
2023-08-21 | 15 | 11162.876 | Y | Y | N
2023-09-05 | 17 | 11962.986 | Y | Y | Y
2023-10-03 | 17 | 9796.072 | Y | Y | N
2023-11-28 | 18 | 9443.532 | Y | N | N
2023-12-19 | 19 | 9179.841 | Y | Y | N

## T9
4901:5-5-04(E)(1)
PUCO FORM FE3-T9: SPECIFICATIONS OF PLANNED ELECTRIC TRANSMISSION LINES
ATSI-Ohio Edison
1 | Line Name and Number | Abbe-Johnson No.2 69 kV Line
2 | Point of Origin | O: Abbe
| and Termination | T: Johnson
3 | Right of Way | Existing
4 | Voltage | 69,000 Volts
5 | Application for | Not applicable-below 125 kV threshold
Certificate
6 | Construction | Commence: 2022
Complete: 2027
Operation: 2027
7 | Capital Investment | 12.4 M
8 | Substations | No. of planned substations: None
Voltage: N/A
Location: N/A
9 | Supporting Structures | Wood Poles
10 | Participation with other | None
Utilities
11 | Purpose of Planned Transmission Line | Rebuild and reconductor transmission line to increase thermal capacity
12 | Consequence of Line Construction Deferment Or Termination | Thermal overloads on the 69 kV line identified in the PJM RTEP process due to a P2-1 contingency.
13 | Miscellaneous | PJM RTEP #: b3720
PUCO FORM FE3-T9: SPECIFICATIONS OF PLANNED ELECTRIC TRANSMISSION LINES
ATSI-Ohio Edison
1 | Line Name and Number | Cloverdale to BitDeer Power Solution 138 kV Line
2 | Point of Origin | O: Cloverdale
| and Termination | T: BitDeer Power Subtation
3 | Right of Way | Proposed
4 | Voltage | 138,000 Volts
5 | Application for | Anticipated to be submitted as an OPSB Letter of Notification at a future date.
Certificate
6 | Construction | Commence: 2023
Complete: 2025
Operation: 2025
7 | Capital Investment | $0 M
8 | Substations | No. of planned substations: 1
Voltage: 138 kV
Location: Cloverdale
9 | Supporting Structures | Wood Poles
10 | Participation with other | None
Utilities
11 | Purpose of Planned Transmission Line | Add a 2000A 138 kV circuit breaker at the old Cloverdale 138 kV breaker B-285 position (Cloverdale North 138 kV Bus) to provide a new 138 kV line exit to a new customer substation
12 | Consequence of Line Construction Deferment Or Termination | Potential operational constraints under multiple contingency conditions.
13 | Miscellaneous | PJM RTEP #: s3106.1
PUCO FORM FE3-T9: SPECIFICATIONS OF PLANNED ELECTRIC TRANSMISSION LINES
ATSI- Illuminating Company
1 | Line Name and Number | Black River-AstorQ11 138 kV Line
Build a new 138 kV three (4) circuit breaker ring bus switching substation (Astor 2)
Loop the Avon-Emily Q14 138 kV line in./out of the Astor2 substation
Build a new 138 kV five (6) breaker ring bus north of Black River-Cromwell 138 kV sub
Loop the Black River-Republic Vine and Black River-Republic Arc 138 kV lines in/out of the Cromwell substation
Build a new ~8 miles 138 kV line from Cromwell to Astor 2 138 kV substation.
2 | Point of Origin | Black River-Cromwell No1 & No2 138 kV Lines
| and Termination | O: Black River
T: Cromwell
Cromwell-Republic Vine 138 kV line
O: Cromwell
T: Republic Vine
Cromwell-Republic Arc 138 kV line
O: Cromwell
T: Republic Arc
Cromwell-Astor2 138 kV line
O: Astor 2
T: Cromwell
Astor2-EmilyQ14 138 kV line
O: Astor 2
T: Emily
Astor2-Avon Q14 138 kV line
O: Astor 2
T: Avon
3 | Right of Way | Existing
4 | Voltage | 138,000 Volts
5 | Application for | Anticipated to be submitted as a OPSB Certificate of Environmental Compatibility and Public Need at future date.
Certificate
6 | Construction | Commence: 2022
Complete: 2026
Operation: 2026
7 | Capital Investment | $24.5 M
8 | Substations | No. of planned substations: Two
Voltage: 138 kV
Location: Astor & Cromwell
9 | Supporting Structures | Steel Towers
10 | Participation with other | None
Utilities
11 | Purpose of Planned Transmission Line | Increase margin on 138 kV transmission system, increase operational flexibility and efficiency and infrastructure resilience
12 | Consequence of Line Construction Deferment Or Termination | High thermal loading on 138 kV transmission system post contingency
13 | Miscellaneous | PJM RTEP #: s1873
PUCO FORM FE3-T9: SPECIFICATIONS OF PLANNED ELECTRIC TRANSMISSION LINES
ATSI-Ohio Edison
1 | Line Name and Number | Campbellsport to Ravenna 69 kV line (Tap to Customer)
2 | Point of Origin | O: Campbellsport
| and Termination | T: Ravenna
3 | Right of Way | Proposed
4 | Voltage | 69,000 volts
5 | Application for | Not applicable-below 125 kV threshold
Certificate
6 | Construction | Commence: 2023
Complete: 2024
Operation: 2024
7 | Capital Investment | $0.8 M
8 | Substations | No. of planned substations: None
Voltage: N/A
Location: N/A
9 | Supporting Structures | Wood Poles
10 | Participation with other | None
Utilities
11 | Purpose of Planned Expansion | Build 0.4 miles to POI of customer on Campbellsport - Ravenna 69 kV line
12 | Consequence of Line Construction Deferment Or Termination | Potential risk of transmission outages and load loss
13 | Miscellaneous | PJM RTEP #: s3130.1
PUCO FORM FE3-T9: SPECIFICATIONS OF PLANNED ELECTRIC TRANSMISSION LINES
ATSI-Ohio Edison
1 | Line Name and Number | Holloway-Nottingham-Knox 138 kV Line Rebuild
Rebuild the existing Knox-Nottingham 138 kV line (approximately 44 miles)
Rebuild the existing Nottingham-Holloway #1 and #2 138 kV lines (approximately 21 miles)
Rebuild a portion of the Nottingham-Yager #1 138 kV line (approximately 3.6 miles)
2 | Point of Origin | T: Holloway
| and Termination | O: Knox
3 | Right of Way | Existing
4 | Voltage | 138,000 Volts
5 | Application for | Construction started
Certificate
6 | Construction | Commence: 2020
Complete: 2025
Operation: 2025
7 | Capital Investment | $193.8 M
8 | Substations | No. of planned substations: None
Voltage: N/A
Location: N/A
9 | Supporting Structures | Steel Towers
10 | Participation with other | None
Utilities
11 | Purpose of Planned Expansion | Rebuild/Rehab 64 miles of 138 kV line due to aged infrastructure
12 | Consequence of Line Construction Deferment Or Termination | Potential risk of transmission outages
13 | Miscellaneous | PJM RTEP #: s1718
PUCO FORM FE3-T9: SPECIFICATIONS OF PLANNED ELECTRIC TRANSMISSION LINES
ATSI-Ohio Edison
1 | Line Name and Number | Hanna to Highland 345 kV line (Service to AB1-105)
2 | Point of Origin | O: Hanna
| and Termination | T: Highland
3 | Right of Way | Proposed
4 | Voltage | 345,000 Volts
5 | Application for | Anticipated to be submitted as a OPSB letter of Notification at future date
Certificate
6 | Construction | Commence: 2023
Complete: 2025
Operation: 2025
7 | Capital Investment | $10.96 M
8 | Substations | No. of planned substations: 1
Voltage: 345 kV
Location: New 345 kV substation
9 | Supporting Structures | Steel Towers
10 | Participation with other | None
Utilities
11 | Purpose of Planned Expansion | Service to AB1-105 Generation Interconnection
12 | Consequence of Line Construction Deferment Or Termination | Generation Interconnection Request
13 | Miscellaneous | PJM RTEP #: n5196, n5197, n5198, n5199
PUCO FORM FE3-T9: SPECIFICATIONS OF PLANNED ELECTRIC TRANSMISSION LINES
ATSI-Ohio Edison
1 | Line Name and Number | Gilchrist-Star 69kV Line
2 | Point of Origin | O: Gilchrist
| and Termination | T: Star
3 | Right of Way | Existing
4 | Voltage | 69,000 Volts
5 | Application for | Not applicable-below 125 kV threshold
Certificate
6 | Construction | Commence: 2022
Complete: 2027
Operation: 2027
7 | Capital Investment | $62.5 M
8 | Substations | No. of planned substations: 0
Voltage: N/A
Location: N/A
9 | Supporting Structures | Wood Poles
10 | Participation with other | None
Utilities
11 | Purpose of Planned Expansion | Rebuild 23 miles of wood structures on 25 mile line
12 | Consequence of Line Construction Deferment Or Termination | Potential risk of transmission outages
13 | Miscellaneous | PJM RTEP #: sNNNN
PUCO FORM FE3-T9: SPECIFICATIONS OF PLANNED ELECTRIC TRANSMISSION LINES
ATSI-Ohio Edison
1 | Line Name and Number | Cloverdale-Dale 69 kV Line (Tap to new customer substation)
2 | Point of Origin | O: Cloverdale
| and Termination | T: New customer substation
O: Dale
T: New customer substation
3 | Right of Way | Proposed
4 | Voltage | 69,000 volts
5 | Application for | Not applicable-below 125 kV threshold
Certificate
6 | Construction | Commence: 2023
Complete: 2025
Operation: 2025
7 | Capital Investment | $0.63 M
8 | Substations | No. of planned substations: 0
Voltage:N/A
Location: N/A
9 | Supporting Structures | Wood Poles
10 | Participation with other | None
Utilities
11 | Purpose of Planned Expansion | Tap the Cloverdale-Dale #2 69 kV line at str# 29/30 and build span of 69 kV line with 556 kcmil ACSR to the customer substation
12 | Consequence of Line Construction Deferment Or Termination | Potential risk of transmission outages
13 | Miscellaneous | PJM RTEP #: sNNNN
PUCO FORM FE3-T9: SPECIFICATIONS OF PLANNED ELECTRIC TRANSMISSION LINES
ATSI-Ohio Edison
1 | Line Name and Number | Dilworth-Maysville 69kV Line
2 | Point of Origin | O: Dilsworth
| and Termination | T: Maysville
3 | Right of Way | Existing
4 | Voltage | 69,000 volts
5 | Application for | Not applicable-below 125 kV threshold
Certificate
6 | Construction | Commence: 2023
Complete: 2025
Operation: 2025
7 | Capital Investment | $25.2 M
8 | Substations | No. of planned substations:0
Voltage:
Location: Seville
9 | Supporting Structures | Wood Poles
10 | Participation with other | None
Utilities
11 | Purpose of Planned Expansion | Rebuild 11.4 mile section of primarily wood pole line from Dilworth substation to Andover substation
12 | Consequence of Line Construction Deferment Or Termination | Potential risk of transmission outages
13 | Miscellaneous | PJM RTEP #: sNNNN
PUCO FORM FE3-T9: SPECIFICATIONS OF PLANNED ELECTRIC TRANSMISSION LINES
ATSI-Ohio Edison
1 | Line Name and Number | Beaver-Shinrock & Beaver-Black River 138 kV lines
2 | Point of Origin | O: Beaver
| and Termination | T: Shinrock
T: Black River
3 | Right of Way | Proposed
4 | Voltage | 138,000 volts
5 | Application for | Anticipated to be submitted as a OPSB Letter of Notification at future date.
Certificate
6 | Construction | Commence: 2020
Complete: 2025
Operation: 2025
7 | Capital Investment | $12.6 M
8 | Substations | No. of planned substations: 1
Voltage: 138/69 kV
Location: Oak Point (new substation)
9 | Supporting Structures | Steel Towers
10 | Participation with other | None
Utilities
11 | Purpose of Planned Expansion | Build new Beaver-Shinrock & Beaver-Black River 138 kV lines. Provides a new 138/69 kV source to the area and improve system reliability and performance, operational flexiblility and efficiency, and infrastructure resilience.
12 | Consequence of Line Construction Deferment Or Termination | Potential risk of transmission outages and load at risk
13 | Miscellaneous | PJM RTEP #: s1945
PUCO FORM FE3-T9: SPECIFICATIONS OF PLANNED ELECTRIC TRANSMISSION LINES
ATSI-Ohio Edison
1 | Line Name and Number | Lincoln Park-Riverbend 138 kV Line
2 | Point of Origin | O: Lincoln Park
| and Termination | T: Riverbend
3 | Right of Way | Proposed
4 | Voltage | 138,000 volts
5 | Application for | Anticipated to be submitted as a OPSB Certificate of Environmental Compatibility and Public Need at future date.
Certificate
6 | Construction | Commence: 2022
Complete: 2026
Operation: 2026
7 | Capital Investment | $25.9 M
8 | Substations | No. of planned substations: 1
Voltage: 138 kV
Location: Riverbend
9 | Supporting Structures | Steel Towers
10 | Participation with other | None
Utilities
11 | Purpose of Planned Expansion | Build new 5.65 mile Lincoln Park-Riverbend 138 kV line to improve system reliability and performance in the area. Reduce loss of load under certain contingency conditions.
12 | Consequence of Line Construction Deferment Or Termination | Potential risk of transmission outages
13 | Miscellaneous | PJM RTEP #: s1947
PUCO FORM FE3-T9: SPECIFICATIONS OF PLANNED ELECTRIC TRANSMISSION LINES
ATSI-Illuminating Company Company
1 | Line Name and Number | Leroy Center - Mayfield Q2 138 kV Line
2 | Point of Origin | O: Leroy Center
| and Termination | T: Mayfield
3 | Right of Way | Existing
4 | Voltage | 138,000 Volts
5 | Application for | Anticipated to be submitted as a OPSB letter of Notification at future date
Certificate
6 | Construction | Commence: 2023
Complete: 2024
Operation: 2024
7 | Capital Investment | $14.9 M
8 | Substations | No. of planned substations: None
Voltage: N/A
Location: N/A
9 | Supporting Structures | Steel Towers
10 | Participation with other | None
Utilities
11 | Purpose of Planned Expansion | High thermal loading observing on this line post certain contingencies. Reconductor the 15.8 mile Q2 line section from Leroy Center - Pawnee Tap and Pawnee Tap - Mayfield with 336 ACSS
12 | Consequence of Line Construction Deferment Or Termination | Potential risk of transmission outages
13 | Miscellaneous | PJM RTEP #: s2759
PUCO FORM FE3-T9: SPECIFICATIONS OF PLANNED ELECTRIC TRANSMISSION LINES
ATSI-Illuminating Company Company
1 | Line Name and Number | Evergreen to Highland 138 kV Line
2 | Point of Origin | O: Evergreen
| and Termination | T: Highland
3 | Right of Way | Proposed
4 | Voltage | 138,000 Volts
5 | Application for | Anticipated to be submitted as a OPSB letter of Notification at future date
Certificate
6 | Construction | Commence: 2023
Complete: 2025
Operation: 2025
7 | Capital Investment | $1.4 M
8 | Substations | No. of planned substations: None
Voltage: N/A
Location: N/A
9 | Supporting Structures | Steel Towers
10 | Participation with other | None
Utilities
11 | Purpose of Planned Expansion | Tap the Highland-Evergreen #3 138 kV Line at or near structure 10861. Build 0.2 miles of 795 ACSR 138 kV line from tap location to the customer substation
12 | Consequence of Line Construction Deferment Or Termination | Potential risk of transmission outages
13 | Miscellaneous | PJM RTEP #: sNNNN
PUCO FORM FE3-T9: SPECIFICATIONS OF PLANNED ELECTRIC TRANSMISSION LINES
ATSI-Ohio Edison
1 | Line Name and Number | Amherst-Johnson 69 kV Line & Amherst-Henrietta 69 kV Line
2 | Point of Origin | Amherst-Johnson 69 kV line
| and Termination | O: Amherst
T: Johnson
Amherst-Henrietta 69 kV line
O: Amherst
T: Henrietta
3 | Right of Way | Existing
4 | Voltage | 69,000 volts
5 | Application for | Not applicable-below 125 kV threshold
Certificate
6 | Construction | Commence: 2020
Complete: 2025
Operation: 2025
7 | Capital Investment | $4.8 M
8 | Substations | No. of planned substations: 1
Voltage: 69 kV
Location: Amherst
9 | Supporting Structures | Wood Poles
10 | Participation with other | None
Utilities
11 | Purpose of Planned Expansion | Rebuild the Amherst Muni/Nordson tap (approximately 0.8 miles) as a double circuit 69 kV line into a new ring bus station to increase system reliability and performance, and operational flexibility.
12 | Consequence of Line Construction Deferment Or Termination | Potential risk of transmission outages
13 | Miscellaneous | PJM RTEP #: s1948
PUCO FORM FE3-T9: SPECIFICATIONS OF PLANNED ELECTRIC TRANSMISSION LINES
ATSI-Ohio Edison
1 | Line Name and Number | Campbell Soup (Napoloen) 69 kV line
2 | Point of Origin | O: Campbell Soup
| and Termination | T: Napoloen
3 | Right of Way | Proposed
4 | Voltage | 69,000 volts
5 | Application for | Not applicable-below 125 kV threshold
Certificate
6 | Construction | Commence: 2023
Complete: 2024
Operation: 2024
7 | Capital Investment | $0 M
8 | Substations | No. of planned substations: None
Voltage: N/A
Location: N/A
9 | Supporting Structures | Steel Towers
10 | Participation with other | None
Utilities
11 | Purpose of Planned Expansion | Build 1-2 spans of 336.4 ACSR 26/7 from new switch location to new customer substation
12 | Consequence of Line Construction Deferment Or Termination | Potential risk of transmission outages
13 | Miscellaneous | PJM RTEP #: s3132.1
PUCO FORM FE3-T9: SPECIFICATIONS OF PLANNED ELECTRIC TRANSMISSION LINES
ATSI-Ohio Edison
1 | Line Name and Number | Elm-Ivanhoe 138 kV Line
2 | Point of Origin | O: Elm
| and Termination | T: Ivanhoe
3 | Right of Way | Proposed
4 | Voltage | 138,000 Volts
5 | Application for | Anticipated to be submitted as a OPSB Letter of Notification at future date.
Certificate
6 | Construction | Commence: 2023
Complete: 2026
Operation: 2026
7 | Capital Investment | $20.1 M
8 | Substations | No. of planned substations: 2
Voltage: 138 kV
Location: Elm and Ivanhoe
9 | Supporting Structures | Steel Towers
10 | Participation with other | None
Utilities
11 | Purpose of Planned Expansion | Mitigates isolation of roughly 134.1 MW and 28,580 customers for P6-1-1 contingencies, Mitigates loss of roughly 70.2 MW and 15,884 customers for P1-2 contingencies
12 | Consequence of Line Construction Deferment Or Termination | Maintain the possibility of isolating roughly 134.1 MW and 28,580 customers for P6-1-1 and roughly 70.2 MW and 15,884 customers for P1-2.
13 | Miscellaneous | PJM RTEP #: s1950
PUCO FORM FE3-T9: SPECIFICATIONS OF PLANNED ELECTRIC TRANSMISSION LINES
ATSI-Ohio Edison
1 | Line Name and Number | Kimberly-Weldon 69 kV line
2 | Point of Origin | O: Kimberly
| and Termination | T: Weldon
3 | Right of Way | Proposed
4 | Voltage | 69,000 volts
5 | Application for | Not applicable-below 125 kV threshold
Certificate
6 | Construction | Commence: 2023
Complete: 2026
Operation: 2026
7 | Capital Investment | $17.4 M
8 | Substations | No. of planned substations: One
Voltage: 69 kV
Location: Weldon
9 | Supporting Structures | Wood Poles
10 | Participation with other | None
Utilities
11 | Purpose of Planned Expansion | Build new 6.4 mile line Kimberly-Weldon 69 kV and ring bus station to network 69 kV transmission system and provide increased reliability and performance, operational flexibility and efficiency, and infrastructure reslience. Mitigates local load loss under certain contingency conditions.
12 | Consequence of Line Construction Deferment Or Termination | Potential risk of transmission outages
13 | Miscellaneous | PJM RTEP #: s1952
PUCO FORM FE3-T9: SPECIFICATIONS OF PLANNED ELECTRIC TRANSMISSION LINES
ATSI-Ohio Edison
1 | Line Name and Number | Snyder 69 kV (AE2-181 Generation Interconnection)
2 | Point of Origin | O: Snyder
| and Termination | T: AE2-181
3 | Right of Way | Proposed
4 | Voltage | 69,000 Volts
5 | Application for | Not applicable-below 125 kV threshold
Certificate
6 | Construction | Commence: 2023
Complete: 2025
Operation: 2025
7 | Capital Investment | $0.87 M
8 | Substations | No. of planned substations: 1
Voltage: 69 kV
Location: Snyder
9 | Supporting Structures | Steel Towers
10 | Participation with other | None
Utilities
11 | Purpose of Planned Expansion | Create a new ling exit by installing a new 69 kV breaker at the new Synder 69 kV Ring Bus for AE2-181 project
12 | Consequence of Line Construction Deferment Or Termination | Generation Interconnection Request
13 | Miscellaneous | PJM RTEP #: n8206
PUCO FORM FE3-T9: SPECIFICATIONS OF PLANNED ELECTRIC TRANSMISSION LINES
ATSI-Toledo Edison
1 | Line Name and Number | Angola-Eber-Vulcan 138 kV Line
2 | Point of Origin | O: Angola
| and Termination | T: Wentworth
3 | Right of Way | Existing
4 | Voltage | 138,000 volts
5 | Application for | Project approved OPSB Case No. 23-0953-EL-BLN. Under construction.
Certificate
6 | Construction | Commence: 2021
Complete: 2025
Operation: 2025
7 | Capital Investment | $21.0 M
8 | Substations | No. of planned substations: 1
Voltage: 138 kV
Location: Wentworth
9 | Supporting Structures | Steel Towers
10 | Participation with other | None
Utilities
11 | Purpose of Planned Expansion | Rebuild 2.0 miles of Angola-Eber-Vulcan 138 kV line and eliminate three-terminal line configuration to improve system protection, operational flexibility during maintenance and restoration efforts, and reduce the amount of local load loss under contingency conditions.
12 | Consequence of Line Construction Deferment Or Termination | Potential risk of transmission outages
13 | Miscellaneous | PJM RTEP #: s1700
PUCO FORM FE3-T9: SPECIFICATIONS OF PLANNED ELECTRIC TRANSMISSION LINES
ATSI-Toledo Edison
1 | Line Name and Number | Lemoyne-Woodville-Fostoria 138 kV Line
2 | Point of Origin | O: Lemoyne
| and Termination | T: Woodville
3 | Right of Way | Proposed
4 | Voltage | 138,000 volts
5 | Application for | Project approved OPSB Case No. 19-1337-EL-BLN. Under construction.
Certificate
6 | Construction | Commence: 2020
Complete: 2024
Operation: 2024
7 | Capital Investment | $16.3 M
8 | Substations | No. of planned substations: 1
Voltage: 138 kV
Location: Woodville No. 2
9 | Supporting Structures | Steel Towers
10 | Participation with other | AEP-West End substation
Utilities
11 | Purpose of Planned Expansion | Build new 3.1 miles line from AEP West End substation and eliminate four-terminal line to improve system protection, operational flexibility during maintenance and restoration efforts, and provide voltage support for the Woodville 34.5 kV system.
12 | Consequence of Line Construction Deferment Or Termination | Potential risk of transmission outages
13 | Miscellaneous | PJM RTEP #: s1702
PUCO FORM FE3-T9: SPECIFICATIONS OF PLANNED ELECTRIC TRANSMISSION LINES
ATSI-Toledo Edison
1 | Line Name and Number | Brush Wellman-Ottawa 69 kV Line
2 | Point of Origin | O: Brush Wellman
| and Termination | T: Ottawa
3 | Right of Way | Existing
4 | Voltage | 69,000 volts
5 | Application for | Not applicable-below 125 kV threshold
Certificate
6 | Construction | Commence: 2022
Complete: 2029
Operation: 2029
7 | Capital Investment | $10.0 M
8 | Substations | No. of planned substations: None
Voltage: N/A
Location: N/A
9 | Supporting Structures | Wood Poles
10 | Participation with other | None
Utilities
11 | Purpose of Planned Expansion | Rebuild 7.3 miles of Brush Wellman-Ottawa 69 kV to improve system reliability and performance due to aging infrastructure.
12 | Consequence of Line Construction Deferment Or Termination | Potential risk of transmission outages
13 | Miscellaneous | PJM RTEP #: s1964
PUCO FORM FE3-T9: SPECIFICATIONS OF PLANNED ELECTRIC TRANSMISSION LINES
ATSI-Toledo Edison
1 | Line Name and Number | Lemoyne - Midway 138 kV Line (Tap to existing Brim substation)
2 | Point of Origin | O - Lemoyne
| and Termination | T- Brim
O - Brim
T- Midway
3 | Right of Way | Proposed
4 | Voltage | 138,000 Volts
5 | Application for | Project Approved OPSB Application for Environmental Compatibility and Public Need 18-1335-EL-BTX. Under construction.
Certificate
6 | Construction | Commence: 2019
Complete: 2024
Operation: 2024
7 | Capital Investment | $21.7 M
8 | Substations | No. of planned substations: 1
Voltage: 138 kV
Location: Brim 138/69 kV
9 | Supporting Structures | Steel Towers
10 | Participation with other Utilities | None
11 | Purpose of Planned Transmission Line | From Tap point on Lemoyne-Midway 138 kV line to Brim substation is approximately 5.2 miles south of the tap point. Required to support 69 kV voltages and load during contingencies
12 | Consequence of Line Construction Deferment Or Termination | Potential load loss under certain contingency conditions.
13 | Miscellaneous | PJM RTEP #: s1703
PUCO FORM FE3-T9: SPECIFICATIONS OF PLANNED ELECTRIC TRANSMISSION LINES
ATSI-Illuminating Company Company
1 | Line Name and Number | Pawnee Tap - Mayfield Q1 138 kV Line
2 | Point of Origin | O: Pawnee
| and Termination | T: Mayfield
3 | Right of Way | Existing
4 | Voltage | 138,000 Volts
5 | Application for | Anticipated to be submitted as a OPSB letter of Notification at future date
Certificate
6 | Construction | Commence: 2022
Complete: 2026
Operation: 2026
7 | Capital Investment | $15.2 M
8 | Substations | No. of planned substations: None
Voltage: N/A
Location: N/A
9 | Supporting Structures | Steel Towers
10 | Participation with other | None
Utilities
11 | Purpose of Planned Transmission Line | Reconductor the 7.3 mile 138 kV line section from Pawnee tap Mayfield Q1 to increase thermal capacity of transmission line.
12 | Consequence of Line Construction Deferment Or Termination | Increased risk of unplanned outages and increase in maintenance costs.
13 | Miscellaneous | PJM RTEP #: s2924
PUCO FORM FE3-T9: SPECIFICATIONS OF PLANNED ELECTRIC TRANSMISSION LINES
ATSI-Illuminating Company
1 | Line Name and Number | Leroy Center - Mayfield 138 kV Q4 Line Reconductor
2 | Point of Origin | O: Leroy Center
| and Termination | T: Mayfield
3 | Right of Way | Existing
4 | Voltage | 138,000 Volts
5 | Application for | Project approved OPSB Case No. 23-0462-EL-BLN. Under construction.
Certificate
6 | Construction | Commence: 2022
Complete: 2027
Operation: 2027
7 | Capital Investment | $33.5 M
8 | Substations | No. of planned substations: None
Voltage: N/A
Location: N/A
9 | Supporting Structures | Steel Towers
10 | Participation with other | None
Utilities
11 | Purpose of Planned Expansion | Rectify current vulnerability of dropped conductor due to cold end plate wear, and legacy conductor.Reconductor 15.7 mile Leroy Center - Mayfield Q4 138 kV line with 336 ACSS
12 | Consequence of Line Construction Deferment Or Termination | Equipment continues to age and degrade
13 | Miscellaneous | PJM RTEP #: s2925
PUCO FORM FE3-T9: SPECIFICATIONS OF PLANNED ELECTRIC TRANSMISSION LINES
ATSI-Ohio Edison
1 | Line Name and Number | Henrietta to Johnson 69 kV Line
2 | Point of Origin | T: Henrietta
| and Termination | O: Johnson
3 | Right of Way | Existing
4 | Voltage | 69,000 Volts
5 | Application for | Not applicable-below 125 kV threshold
Certificate
6 | Construction | Commence: 2023
Complete: 2025
Operation: 2025
7 | Capital Investment | $18 M
8 | Substations | No. of planned substations: None
Voltage: N/A
Location: N/A
9 | Supporting Structures | Wood poles
10 | Participation with other | None
Utilities
11 | Purpose of Planned Expansion | Rebuild/Reconductor entire 14.48 miles wood pole line
12 | Consequence of Line Construction Deferment Or Termination | Potential risk of transmission outages
13 | Miscellaneous | PJM RTEP #: sNNNN
PUCO FORM FE3-T9: SPECIFICATIONS OF PLANNED ELECTRIC TRANSMISSION LINES
ATSI-Ohio Edison
1 | Line Name and Number | Niles Central - Packard 138kV Line Rebuild/Reconductor
2 | Point of Origin | Niles Central - Packard 138kV Line
| and Termination | O: Niles Central
T: Packard
3 | Right of Way | Existing
4 | Voltage | 138,000 Volts
5 | Application for | Anticipated to be submitted as a OPSB letter of Notification at future date
Certificate
6 | Construction | Commence: 2023
Complete: 2025
Operation: 2025
7 | Capital Investment | $12.6 M
8 | Substations | No. of planned substations:No
Voltage: N/A
Location:N/A
9 | Supporting Structures | Wood poles
10 | Participation with other | None
Utilities
11 | Purpose of Planned Expansion | Rebuild the Niles Central Packard line. Reconductor with 556 kcmil ACSR
12 | Consequence of Line Construction Deferment Or Termination | Potential risk of transmission outages
13 | Miscellaneous | PJM RTEP #: sNNNN
PUCO FORM FE3-T9: SPECIFICATIONS OF PLANNED ELECTRIC TRANSMISSION LINES
ATSI-Ohio Edison
1 | Line Name and Number | Bellevue-Carriage 69 kV Line Reconductor/Rehab
2 | Point of Origin | T: Bellevue
| and Termination | O: Carriage
3 | Right of Way | Existing
4 | Voltage | 69,000 Volts
5 | Application for | Not applicable-below 125 kV threshold
Certificate
6 | Construction | Commence: 2020
Complete: 2024
Operation: 2024
7 | Capital Investment | $21.4 M
8 | Substations | No. of planned substations: None
Voltage: N/A
Location: N/A
9 | Supporting Structures | Wood Poles
10 | Participation with other | None
Utilities
11 | Purpose of Planned Expansion | Rebuild/Rehab 13.4 miles of 69 kV line based on condition assessment
12 | Consequence of Line Construction Deferment Or Termination | Potential risk of transmission outages
13 | Miscellaneous | PJM RTEP #: s1800
PUCO FORM FE3-T9: SPECIFICATIONS OF PLANNED ELECTRIC TRANSMISSION LINES
ATSI-Ohio Edison
1 | Line Name and Number | Rittman (Star) 69 kV Line Rehab/Rebuild
2 | Point of Origin | T: Rittman
| and Termination | O: Star
3 | Right of Way | Existing
4 | Voltage | 69,000 Volts
5 | Application for | Not applicable-below 125 kV threshold
Certificate
6 | Construction | Commence: 2021
Complete: 2026
Operation: 2026
7 | Capital Investment | $18.6 M
8 | Substations | No. of planned substations: None
Voltage: N/A
Location: N/A
9 | Supporting Structures | Wood Poles
10 | Participation with other | None
Utilities
11 | Purpose of Planned Expansion | Rebuild/Rehab of 17.4 miles 69 kV line based on condition assessment
12 | Consequence of Line Construction Deferment Or Termination | Potential risk of transmission outages
13 | Miscellaneous | PJM RTEP #: s1802
PUCO FORM FE3-T9: SPECIFICATIONS OF PLANNED ELECTRIC TRANSMISSION LINES
ATSI-Ohio Edison
1 | Line Name and Number | Carlisle-Wellington 69 kV Line Rehab and Switches
2 | Point of Origin | T: Carlisle
| and Termination | O: Wellington
3 | Right of Way | Existing
4 | Voltage | 69,000 Volts
5 | Application for | Not applicable-below 125 kV threshold
Certificate
6 | Construction | Commence: 2021
Complete: 2024
Operation: 2024
7 | Capital Investment | $18.8 M
8 | Substations | No. of planned substations: None
Voltage: N/A
Location: N/A
9 | Supporting Structures | Wood Poles
10 | Participation with other | None
Utilities
11 | Purpose of Planned Expansion | Rebuild/Rehab of 28.5 miles 69 kV line based on condition assessment
12 | Consequence of Line Construction Deferment Or Termination | Potential risk of transmission outages
13 | Miscellaneous | PJM RTEP #: s1803
PUCO FORM FE3-T9: SPECIFICATIONS OF PLANNED ELECTRIC TRANSMISSION LINES
ATSI-Toledo Edison
1 | Line Name and Number | Maroe - Malinta Network and 69 kV Conversion Project
2 | Point of Origin | (Weston-Malinta 34.5 kV & Richland-Maroe 34.5kV to 69 kV circuits)
| and Termination | T: Weston
O: Richland
3 | Right of Way | Proposed
4 | Voltage | 69,000 Volts
5 | Application for | Not applicable-below 125 kV threshold
Certificate
6 | Construction | Commence: 2021
Complete: 2027
Operation: 2027
7 | Capital Investment | $103 M
8 | Substations | No. of planned substations: 2
Voltage: 69 kV
Location: Ayersville and Weston
9 | Supporting Structures | Wood Poles
10 | Participation with other | None
Utilities
11 | Purpose of Planned Expansion | Convert existing Weston-Malinta 34.5 kV & Richland-Maroe 34.5kV to 69 kV circuits. Network the existing lines by building a new 69 kV line (5.6 miles) Project will improve system reliability and performance, operational flexibility and resiliency, and provides additional capacity and growth for the customers served in the area.
12 | Consequence of Line Construction Deferment Or Termination | Potential risk of transmission outages
13 | Miscellaneous | PJM RTEP #: s1953
PUCO FORM FE3-T9: SPECIFICATIONS OF PLANNED ELECTRIC TRANSMISSION LINES
ATSI-Toledo Edison
1 | Line Name and Number | Weston to AF1-064 generation interconnection
2 | Point of Origin | O: Weston
| and Termination | T: AF1-064
3 | Right of Way | Proposed
4 | Voltage | 69,000 Volts
5 | Application for | Not applicable-below 125 kV threshold
Certificate
6 | Construction | Commence: 2023
Complete: 2025
Operation: 2025
7 | Capital Investment | $2.06 M
8 | Substations | No. of planned substations: 1
Voltage: 69 kV
Location: Weston
9 | Supporting Structures | Wood Poles
10 | Participation with other | None
Utilities
11 | Purpose of Planned Expansion | Service to AF1-064 Generation Interconnection
12 | Consequence of Line Construction Deferment Or Termination | Generation Interconnection Request
13 | Miscellaneous | PJM RTEP #: n8455.1, n8455.2
PUCO FORM FE3-T9: SPECIFICATIONS OF PLANNED ELECTRIC TRANSMISSION LINES
ATSI-Ohio Edison
1 | Line Name and Number | Loop the Hanville-Wellington 69 kV Line into New London sub
2 | Point of Origin | Hanville-New London 69 kV line
| and Termination | O: Hanville
T: New London
New London-Wellington 69 kV line
O: New London
T: Wellington
3 | Right of Way | Proposed
4 | Voltage | 69,000 Volts
5 | Application for | Not applicable-below 125 kV threshold
Certificate
6 | Construction | Commence: 2022
Complete: 2025
Operation: 2025
7 | Capital Investment | $10 M
8 | Substations | No. of planned substations:1
Voltage: 69 kV
Location: New London
9 | Supporting Structures | Wood Poles
10 | Participation with other | AEP- East Greenwich 69 kV
Utilities
11 | Purpose of Planned Transmission Line | Network radial line to reduce risk of load loss
12 | Consequence of Line Construction Deferment Or Termination | 17 MW and 4,819 customers at risk
13 | Miscellaneous | PJM RTEP #: s2748.8
PUCO FORM FE3-T9: SPECIFICATIONS OF PLANNED ELECTRIC TRANSMISSION LINES
ATSI-Ohio Edison
1 | Line Name and Number | Dowling to New Customer Substation
2 | Point of Origin | O: Dowling
| and Termination | T: New Customer Substation
3 | Right of Way | Proposed
4 | Voltage | 138,000 Volts
5 | Application for | Anticipated to be submitted as a OPSB Letter of Notification at future date.
Certificate
6 | Construction | Commence: 2023
Complete: 2025
Operation: 2025
7 | Capital Investment | $10.3M
8 | Substations | No. of planned substations: 1
Voltage: 138 kV
Location: Dowling
9 | Supporting Structures | Steel Towers
10 | Participation with other | None
Utilities
11 | Purpose of Planned Transmission Line | Service to New customer substations
12 | Consequence of Line Construction Deferment Or Termination | Load interconnection request
13 | Miscellaneous | PJM RTEP #: sNNNN
PUCO FORM FE3-T9: SPECIFICATIONS OF PLANNED ELECTRIC TRANSMISSION LINES
ATSI-Ohio Edison
1 | Line Name and Number | Loop the Galion-Roberts South 138 kV Line into New Selma Substation for AC2-195
2 | Point of Origin | Galion-Selma 138 kV Line
| and Termination | O: Galion
T: Selma
Roberts-Selma 138 kV Line
O: Roberts
T: Selma
Selma-AC2-195 Gen 138 kV Line
O: Selma
T: AC2-195 Gen
3 | Right of Way | Proposed
4 | Voltage | 138,000 Volts
5 | Application for | Anticipated to be submitted as an OPSB Letter of Notification at a future date
Certificate
6 | Construction | Commence: 2022
Complete: 2025
Operation: 2025
7 | Capital Investment | $8.56 M
8 | Substations | No of planned substations: 1
Voltage: 138 kV
Location: Selma (new substation)
9 | Supporting Structures | Wood Poles
10 | Participation with other | None
Utilities
11 | Purpose of Planned Transmission Line | Service to AC2-195
12 | Consequence of Line Construction Deferment Or Termination | Generation Interconnection request
13 | Miscellaneous | PJM RTEP #: n6708, n6709, n6710, n6711, n6713, n6714, n6707, n6712
PUCO FORM FE3-T9: SPECIFICATIONS OF PLANNED ELECTRIC TRANSMISSION LINES
ATSI-Ohio Edison
1 | Line Name and Number | Galion to AG1-039 and AF2-150 138 kV line
2 | Point of Origin | O: Galion
| and Termination | T: AG1-039/AF2-150
3 | Right of Way | Proposed
4 | Voltage | 138,000 Volts
5 | Application for | Anticipated to be submitted as a OPSB Letter of Notification at future date.
Certificate
6 | Construction | Commence: 2023
Complete: 2026
Operation: 2026
7 | Capital Investment | $2.54 M
8 | Substations | No. of planned substations: 1
Voltage: 138
Location: Galion
9 | Supporting Structures | Steel
10 | Participation with other | None
Utilities
11 | Purpose of Planned Expansion | Service to AF2-150/AG1-039 Generation Interconnection
12 | Consequence of Line Construction Deferment Or Termination | Generation Interconnection Request
13 | Miscellaneous | PJM RTEP #: n8337.1,n8337.2, n8337.3, n8337.4, n8337.5
PUCO FORM FE3-T9: SPECIFICATIONS OF PLANNED ELECTRIC TRANSMISSION LINES
ATSI-Ohio Edison
1 | Line Name and Number | Groton to AE2-176 138 kV Line
2 | Point of Origin | O: Groton
| and Termination | T: AE2-176
3 | Right of Way | Proposed
4 | Voltage | 138,000 Volts
5 | Application for | Anticipated to be submitted as a OPSB Letter of Notification at future date.
Certificate
6 | Construction | Commence: 2023
Complete: 2025
Operation: 2025
7 | Capital Investment | $1.9 M
8 | Substations | No. of planned substations: 1
Voltage: 138 kV
Location: Groton
9 | Supporting Structures | Steel
10 | Participation with other | None
Utilities
11 | Purpose of Planned Expansion | Service to AE2-176 Generation Interconnection
12 | Consequence of Line Construction Deferment Or Termination | Generation Interconnection Request
13 | Miscellaneous | PJM RTEP #: n8217.1, n8217.2, n8217.3
PUCO FORM FE3-T9: SPECIFICATIONS OF PLANNED ELECTRIC TRANSMISSION LINES
ATSI-Ohio Edison Area
1 | Line Name and Number | Finley-Tangy 138 kV Line (Tapping existing Bellepoint substation)
2 | Point of Origin | O: Bellepoint
| and Termination | T: Finley
O: Bellepoint
T: Tangy
3 | Right of Way | Existing
4 | Voltage | 138,000 Volts
5 | Application for | Project approved OPSB Case No. 23-0462-EL-BLN. Under construction.
Certificate
6 | Construction | Commence: 2022
Complete: 2024
Operation: 2024
7 | Capital Investment | TBD
8 | Substations | No. of planned substations: None
Voltage: N/A
Location: N/A
9 | Supporting Structures | Wood Poles
10 | Participation with other | None
Utilities
11 | Purpose of Planned Expansion | Reduce outage duration for customers and load at Bellepoint Substation
12 | Consequence of Line Construction Deferment Or Termination | Sustained outage time for ~21 MWs of load and ~3,400 customers at Bellepoint Substation
13 | Miscellaneous | PJM RTEP #: sNNNN
PUCO FORM FE3-T9: SPECIFICATIONS OF PLANNED ELECTRIC TRANSMISSION LINES
ATSI-Ohio Edison
1 | Line Name and Number | Longview-Ontario 138 kV Line (installing SCADA control switches at Cairns Tap)
| Point of Origin | O: Longview
2 | and Termination | T: Ontario
| Right of Way | Existing
| Voltage | 138,000 Volts
| Application for | Project approved OPSB Case No. 23-0203-EL-BNR. Under construction.
Certificate
| Construction | Commence: 2022
Complete: 2024
Operation: 2024
3
| Capital Investment | TBD
4
| Substations | No. of planned substations: None
5 |  | Voltage: N/A
Location: N/A
6 | Supporting Structures | Wood Poles
| Participation with other | None
Utilities
7
| Purpose of Planned Expansion | Reduce exposure to outages, improve restoration time, or improve operator flexibility.
8
| Consequence of Line Construction Deferment Or Termination | Increased risk of unplanned outages and increase in maintenance costs.
| Miscellaneous | PJM RTEP #: sNNNN
9
PUCO FORM FE3-T9: SPECIFICATIONS OF PLANNED ELECTRIC TRANSMISSION LINES
ATSI-Illuminating Company
1 | Line Name and Number | Carlisle-Lorain Q-24 138 kV Line
2 | Point of Origin | O: Carlisle
| and Termination | T: Lorain
3 | Right of Way | Existing
4 | Voltage | 138,000 Volts
5 | Application for | Anticipated to be submitted as a OPSB letter of Notification at future date
Certificate
6 | Construction | Commence: 2022
Complete: 2024
Operation: 2024
7 | Capital Investment | TBD
8 | Substations | No. of planned substations: None
Voltage: N/A
Location: N/A
9 | Supporting Structures | Wood Poles
10 | Participation with other | None
Utilities
11 | Purpose of Planned Expansion | Replace switch A-170 on Carlisle-Lorain 138 kV line, Structure #4170. Switch is INOP in closed configuration and non-repairable in field. Switch is on tap to National Bronze and requires outage coordination with customer.
12 | Consequence of Line Construction Deferment Or Termination | Potential risk of transmission outages
13 | Miscellaneous | PJM RTEP #: sNNNN
PUCO FORM FE3-T9: SPECIFICATIONS OF PLANNED ELECTRIC TRANSMISSION LINES
ATSI-Ohio Edison
1 | Line Name and Number | London - Tangy 138 kV Line (Tap to Customer)
2 | Point of Origin | O: London
| and Termination | T: Tangy line
3 | Right of Way | Proposed
4 | Voltage | 138,000 Volts
5 | Application for | Project approved OPSB Case No. 23-0952-EL-BNR.
Certificate
6 | Construction | Commence: 2022
Complete: 2024
Operation: 2024
7 | Capital Investment | $0.8 M
8 | Substations | No. of planned substations: None
Voltage: N/A
Location: N/A
9 | Supporting Structures | Wood Poles
10 | Participation with other | None
Utilities
11 | Purpose of Planned Expansion | Tap the existing London-Tangy 138 kV transmission line and constructing one to two spans to the customer’s existing National Delivery Point Substation.
12 | Consequence of Line Construction Deferment Or Termination | Load interconnection request
13 | Miscellaneous | PJM RTEP #: s2999
PUCO FORM FE3-T9: SPECIFICATIONS OF PLANNED ELECTRIC TRANSMISSION LINES
ATSI-Ohio Edison
1 | Line Name and Number | Riverway (FESub5)-Create a new 138 kV five(6) circuit breaker ring bus switching substation. Build 4.4 miles of 138kV line from Evans to FESub5 with 795Kcmil ACSR conductor. Build 6.6 miles 138kV line from Darrow to FESub5 with 795Kcmil ACSR conductor.
2 | Point of Origin | O: Evans
| and Termination | T: Riverway (FESub5)
O: Darrow
T: Riverway (FESub5)
3 | Right of Way | Proposed
4 | Voltage | 138,000 Volts
5 | Application for | Anticipated to be submitted as a OPSB Certificate of Environmental Compatibility and Public Need at future date.
Certificate
6 | Construction | Commence: 2020
Complete: 2025
Operation: 2025
7 | Capital Investment | $36.3 M
8 | Substations | No. of planned substations: One
Voltage: 138 kV
Location: Riverway (new substation)
9 | Supporting Structures | Steel Towers
10 | Participation with other | None
Utilities
11 | Purpose of Planned Expansion | Potential risk of transmission outages
12 | Consequence of Line Construction Deferment Or Termination | Failure to serve load
13 | Miscellaneous | PJM RTEP #: s2387
PUCO FORM FE3-T9: SPECIFICATIONS OF PLANNED ELECTRIC TRANSMISSION LINES
ATSI-Ohio Edison
1 | Line Name and Number | Boardman-Sammis 138 kV Line
Nevada Sub - Inst 4-breaker 138 kV Ring Bus
Re-terminate the Boardman-Sammis 138 kV line entrances into new 138 kV deadend locations in the Nevada Substation
2 | Point of Origin | O: Boardman
| and Termination | T: Sammis
3 | Right of Way | Existing
4 | Voltage | 138,000 Volts
5 | Application for | Anticipated to be submitted as a OPSB Letter of Notification at future date.
Certificate
6 | Construction | Commence: 2020
Complete: 2026
Operation: 2026
7 | Capital Investment | $7.8 M
8 | Substations | No. of planned substations: 1
Voltage: 138 kV
Location: Nevada
9 | Supporting Structures | Wood Poles/Steel Towers
10 | Participation with other | None
Utilities
11 | Purpose of Planned Expansion | Allow for increased reliability to 42.1 MW and 5,729 customers served out of the Nevada substation
12 | Consequence of Line Construction Deferment Or Termination | Load loss for the P1-2 contingency loss of Boardman-Sammis 138 kV Line
13 | Miscellaneous | PJM RTEP #: s2388
PUCO FORM FE3-T9: SPECIFICATIONS OF PLANNED ELECTRIC TRANSMISSION LINES
ATSI-Ohio Edison
1 | Line Name and Number | Abbe-Medina 69 kV Line (Tap to Mod Substation)
2 | Point of Origin | O: Abbe
| and Termination | T: Medina
3 | Right of Way | Existing
4 | Voltage | 69,000 Volts
5 | Application for | Not applicable-below 125 kV threshold
Certificate
6 | Construction | Commence: 2022
Complete: 2024
Operation: 2024
7 | Capital Investment | $1.4 M
8 | Substations | No. of planned substations: None
Voltage: N/A
Location: N/A
| Supporting Structures | Wood Poles
9
| Participation with other | None
10 | Utilities
| Purpose of Planned Expansion | Provide load connection request for Ohio Edison new Mod sub
11
| Consequence of Line Construction Deferment Or Termination | Ohio Edison may not be able to serve load from their new Mod Sub
12
| Miscellaneous | PJM RTEP #: s2056
PUCO FORM FE3-T9: SPECIFICATIONS OF PLANNED ELECTRIC TRANSMISSION LINES
ATSI-Toledo Edison
1 | Line Name and Number | North Star BlueScope Steel Expansion ILS DLS Phase 2 345 kV
Construct a new 345 kV 4 Breaker Ring Bus
Construct 8.7 miles of 345 kV line from Dowling to the new 345 kV station
Connect Fulton 345 kV line that serves North Star Steel Sydney to the new 345 kV station
Provide two feeds from the new 345 kV station to North Star Steel Sydney
2 | Point of Origin | Dowling-TE345 kVSub 345 kV Line
| and Termination | O: Dowling
T: TE345 kVSub
Fulton-TE345 kVSub 345 kV Line
O: Fulton
T: TE345 kVSub
North Star Steel Sydney-TE345 kVSub No1 & No2 345 kV Lines
O: TE345 kVSub
T: North Star Steel Sydney
3 | Right of Way | Proposed
4 | Voltage | 345,000 Volts
5 | Application for | Project Submitted as an OPSB Application for Environmental Compatibility and Public Need 22-0248-EL-BTX
Certificate
6 | Construction | Commence: 2021
Complete: 2025 2026
Operation: 2025 2026
7 | Capital Investment | $67.0 M
8 | Substations | No. of planned substations: One
Voltage: 345 kV
Location: Melbourne
9 | Supporting Structures | Steel Towers
10 | Participation with other | None
Utilities
11 | Purpose of Planned Expansion | North Star Steel had for an increased load demand on their 345 kV service from the Fulton substation
12 | Consequence of Line Construction Deferment Or Termination | Violates the 300 MW load loss limit as per PJM Manual 14B.
13 | Miscellaneous | PJM RTEP #: s2237.2
PUCO FORM FE3-T9: SPECIFICATIONS OF PLANNED ELECTRIC TRANSMISSION LINES
ATSI-Illuminating Company Company
1 | Line Name and Number | Petmin DRI Plant (PJM s2064)
A new pig iron manufacturing facility in the city of Ashtabula, fed through a single 138 kV line, with a dedicated line exit out of Ashtabula substation (Ashtabula-Petmin 138 kV Line)
2 | Point of Origin | O: Ashtabula
| and Termination | T: Petmin
3 | Right of Way | Proposed
4 | Voltage | 138,000 Volts
5 | Application for | Project approved OPSB Case No. 20-1432-EL-BLN.
Certificate
6 | Construction | Commence: 2018
Complete: 2024
Operation: 2024
7 | Capital Investment | $6.2 M
8 | Substations | No. of planned substations: None
Voltage: N/A
Location: N/A
9 | Supporting Structures | Wood Poles
10 | Participation with other | None
Utilities
11 | Purpose of Planned Expansion | Provide 138 kV service to Petmin
12 | Consequence of Line Construction Deferment Or Termination | Failure to serve customer load
13 | Miscellaneous | PJM RTEP #: s2064
PUCO FORM FE3-T9: SPECIFICATIONS OF PLANNED ELECTRIC TRANSMISSION LINES
ATSI-Ohio Edison
1 | Line Name and Number | Reconductor the Avery-Hayes 138 kV line (~6.5 miles) with 795 KCMIL 26/7 ACSR
2 | Point of Origin | O: Avery
| and Termination | T: Hayes
3 | Right of Way | Existing
4 | Voltage | 138,000 Volts
5 | Application for | Anticipated to be submitted as a OPSB Letter of Notification at future date.
Certificate
6 | Construction | Commence: 2022
Complete: 2027
Operation: 2027
7 | Capital Investment | $19.49 M
8 | Substations | No. of planned substations: None
Voltage: N/A
Location: N/A
9 | Supporting Structures | Wood Poles
10 | Participation with other | None
Utilities
11 | Purpose of Planned Expansion | Rebuild and reconductor transmission line to increase thermal capacity
12 | Consequence of Line Construction Deferment Or Termination | Thermal overloads on 138 kV line identified in the 2027 PJM RTEP process due to a tower contingency
13 | Miscellaneous | PJM RTEP #: b3721
PUCO FORM FE3-T9: SPECIFICATIONS OF PLANNED ELECTRIC TRANSMISSION LINES
ATSI-Illuminating Company
1 | Line Name and Number | Beaver-Black River 138 kV Line (tap to customer substation)
2 | Point of Origin | O: Beaver
| and Termination | T: Black River
3 | Right of Way | Proposed
4 | Voltage | 138,000 Volts
5 | Application for | Project approved OPSB Case No. 23-0785-EL-BNR.
Certificate
6 | Construction | Commence: 2022
Complete: 2024
Operation: 2024
7 | Capital Investment | $2.8 M
8 | Substations | No. of planned substations: 1
Voltage: 138 kV
Location: Customer Substation (for AMPT Amherst 138 kV substation)
9 | Supporting Structures | Steel Poles
10 | Participation with other | None
Utilities
11 | Purpose of Planned Expansion | Service to customer substation
12 | Consequence of Line Construction Deferment Or Termination | Load interconnection request
13 | Miscellaneous | PJM RTEP #: s2671.1
PUCO FORM FE3-T9: SPECIFICATIONS OF PLANNED ELECTRIC TRANSMISSION LINES
ATSI-Illuminating Company
1 | Line Name and Number | Leroy Center-Mayfield Q3 138 kV Line Reconductor
2 | Point of Origin | O: Leroy Center
| and Termination | T: Mayfield
3 | Right of Way | Existing
4 | Voltage | 138,000 Volts
5 | Application for | Project approved OPSB Case No. 23-0462-EL-BLN. Under construction.
Certificate
6 | Construction | Commence: 2022
Complete: 2024
Operation:2024
7 | Capital Investment | $15.7M
8 | Substations | No. of planned substations: None
Voltage: N/A
Location: N/A
9 | Supporting Structures | Steel Towers
10 | Participation with other | None
Utilities
11 | Purpose of Planned Expansion | Existing 4/0 CU conductor on line is a protection concern and equipment risk. Project will also add resiliency to the transmission system. Reconductor the 7.7 mile line section between Mayfield and Pinegrove (Q3) with 336 ACSS.
0
12 | Consequence of Line Construction Deferment Or Termination | High thermal loading on this line post contingency
13 | Miscellaneous | PJM RTEP #: s2923.2
PUCO FORM FE3-T9: SPECIFICATIONS OF PLANNED ELECTRIC TRANSMISSION LINES
ATSI-Ohio Edison Area
1 | Line Name and Number | Masury- NLMK 69 kV Line (Network Upgrade)
2 | Point of Origin | O: Masury
| and Termination | T: NLMK
3 | Right of Way | Existing
4 | Voltage | 69,000 Volts
5 | Application for | Not applicable-below 125 kV threshold
Certificate
6 | Construction | Commence: 2022
Complete: 2025
Operation: 2025
7 | Capital Investment | $30 M
8 | Substations | No. of planned substations: 1
Voltage: 69 kV
Location: Masury
9 | Supporting Structures | Wood Poles
10 | Participation with other | No
Utilities
11 | Purpose of Planned Expansion | Provides additional 138 kV source to the Masury 69 kV area for improved operational flexibility under system restoration and maintenance conditions. Improved restoration times for 55 MWs for NLMK with the networking of the NLMK substation. Brings NLMK degraded and failed equipment up to FE standard. Increased fault current into Masury area (allowing for potentially closing normally open points).Allows for future NLMK load increases.
12 | Consequence of Line Construction Deferment Or Termination | Leave NLMK (55 MW) on a radial feed while not being able to serve NLMK from their back up 69 kV feed. Maintain increase risk of failure for aged and deteriorated substation equipment.
13 | Miscellaneous | PJM RTEP #: s1795
PUCO FORM FE3-T9: SPECIFICATIONS OF PLANNED ELECTRIC TRANSMISSION LINES
ATSI-Ohio Edison
1 | Line Name and Number | Henrietta-Oberlin Muni-69 kV Line Rehab
2 | Point of Origin | O: Henrietta
| and Termination | T: Oberlin Muni
3 | Right of Way | Existing
4 | Voltage | 69,000 Volts
5 | Application for | Not applicable-below 125 kV threshold
Certificate
6 | Construction | Commence: 2022
Complete: 2027
Operation: 2027
7 | Capital Investment | $3.8 M
8 | Substations | No. of planned substations: None
Voltage: N/A
Location: N/A
9 | Supporting Structures | Wood Poles
10 | Participation with other | None
Utilities
11 | Purpose of Planned Expansion | Rebuild portion of 69 kV wood pole line based on condition assessment
12 | Consequence of Line Construction Deferment Or Termination | Potential risk of transmission outages
13 | Miscellaneous | PJM RTEP #: s2860.2
PUCO FORM FE3-T9: SPECIFICATIONS OF PLANNED ELECTRIC TRANSMISSION LINES
ATSI-Ohio Edison
1 | Line Name and Number | Shinrock-Oberlin Muni 69 kV Line
2 | Point of Origin | O: Shinrock
| and Termination | T: Oberlin Muni
3 | Right of Way | Existing
4 | Voltage | 69,000 Volts
5 | Application for | Not applicable-below 125 kV threshold
Certificate
6 | Construction | Commence: 2022
Complete: 2027
Operation: 2027
7 | Capital Investment | $35.8 M
8 | Substations | No. of planned substations: None
Voltage: N/A
Location: N/A
9 | Supporting Structures | Wood Poles
10 | Participation with other | None
Utilities
11 | Purpose of Planned Expansion | Rebuild portion of 69 kV wood pole line based on condition assessment
12 | Consequence of Line Construction Deferment Or Termination | Potential risk of transmission outages
13 | Miscellaneous | PJM RTEP #: s2860.3
PUCO FORM FE3-T9: SPECIFICATIONS OF PLANNED ELECTRIC TRANSMISSION LINES
ATSI-Toledo Edison
1 | Line Name and Number | Midway-Richland-Wauseon 138 kV Line Reconductor/Rehab & Insulator Replacement
2 | Point of Origin | O: Midway
| and Termination | T: Richland
O: Richland
T: Wauseon
3 | Right of Way | Existing
4 | Voltage | 138,000 Volts
5 | Application for | Anticipated to be submitted as a OPSB Letter of Notification at future date.
Certificate
6 | Construction | Commence: 2022
Complete: 2026
Operation: 2026
7 | Capital Investment | $44 M
8 | Substations | No. of planned substations: None
Voltage: N/A
Location: N/A
9 | Supporting Structures | Wood Poles/Steel Towers
10 | Participation with other | None
Utilities
11 | Purpose of Planned Expansion | Decreased risk to reliability and decreased risk of maintenance costs. Reconductor entire line, excluding tap to Wauseon. Some structures and insulators will need to be replaced to support new conductor.
12 | Consequence of Line Construction Deferment Or Termination | Increased risk of unplanned outages and increase in maintenance costs.
13 | Miscellaneous | PJM RTEP #: sNNNN
PUCO FORM FE3-T9: SPECIFICATIONS OF PLANNED ELECTRIC TRANSMISSION LINES
ATSI-Toledo Edison
1 | Line Name and Number | East Fayette - Snyder 69 kV Line interconnect with AMPT Pioneer 2
2 | Point of Origin | O: East Fayette
| and Termination | T: AMPT Interconnect (Pioneer 2)
O: AMPT Interconnect (Pioneer 2)
T: Snyder
3 | Right of Way | Proposed
4 | Voltage | 69,000 Volts
5 | Application for | Not applicable-below 125 kV threshold
Certificate
6 | Construction | Commence: 2023
Complete: 2027
Operation: 2027
7 | Capital Investment | $12.6 M
8 | Substations | No. of planned substations: None
Voltage: N/A
Location: N/A
9 | Supporting Structures | Wood Poles
10 | Participation with other | AMPT
Utilities
11 | Purpose of Planned Expansion | To innterconnect with AMPT
12 | Consequence of Line Construction Deferment Or Termination | Unreliable source to the customer
13 | Miscellaneous | PJM RTEP #: s3117.4, s3117.5, s3117.6
PUCO FORM FE3-T9: SPECIFICATIONS OF PLANNED ELECTRIC TRANSMISSION LINES
ATSI-Toledo Edison
1 | Line Name and Number | Napoleon-Richland-Stryker 138 kV Line Rehab/Reconductor
2 | Point of Origin | O: Napoleon
| and Termination | T: Richland
O: Richland
T: Stryker
3 | Right of Way | Existing
4 | Voltage | 138,000 Volts
5 | Application for | Anticipated to be submitted as a OPSB letter of Notification at future date
Certificate
6 | Construction | Commence: 2022
Complete: 2026
Operation: 2026
7 | Capital Investment | $11.9 M
8 | Substations | No. of planned substations: None
Voltage: N/A
Location: N/A
9 | Supporting Structures | Wood Poles
10 | Participation with other | No
Utilities
11 | Purpose of Planned Expansion | Decreased risk of unplanned outages and decrease in maintenance repair costs. Rehab/Reconductor 23.4 miles of existing 336.4 ACSR w/ new 336.4 kcmil 26/7 ACSR, as well as certain insulators and sturctures.
12 | Consequence of Line Construction Deferment Or Termination | Increased maintenance cost repairs; There have been 303 maintenance priority conditions on this line in the past 5 years. There are currently 195 repair conditions on this line that need to be addressed within the next year.
13 | Miscellaneous | PJM RTEP #: sNNNN
PUCO FORM FE3-T9: SPECIFICATIONS OF PLANNED ELECTRIC TRANSMISSION LINES
ATSI-Toledo Edison
1 | Line Name and Number | Weston-Deshler 69 kV Line (Interconnection with AMPT)
2 | Point of Origin | O: Weston
| and Termination | T: Deshler (AMPT)
3 | Right of Way | Proposed
4 | Voltage | 69,000 Volts
5 | Application for | Not applicable-below 125 kV threshold
Certificate
6 | Construction | Commence: 2022
Complete: 2025
Operation: 2025
7 | Capital Investment | $1.9 M
8 | Substations | No. of planned substations: 1
Voltage: 69 kV
Location: Weston
9 | Supporting Structures | Wood Poles
10 | Participation with other | AMPT (Deshler)
Utilities
11 | Purpose of Planned Expansion | Provide a second feed to the village of Deshler 69 kV delivery point per AMPT's Interconnection requirements.
12 | Consequence of Line Construction Deferment Or Termination | Not meeting AMPT's Transmission Facilities Interconnection Requirements for looped service for loads exceeding 5 MVA or 35 MW-mile thresholds.
13 | Miscellaneous | PJM RTEP #: s2827.3
PUCO FORM FE3-T9: SPECIFICATIONS OF PLANNED ELECTRIC TRANSMISSION LINES
ATSI-Toledo Edison
1 | Line Name and Number | Chrysler - Maclean 138 kV Line (Interconnection with Customer)
2 | Point of Origin | O: Chrysler
| and Termination | T: Maclean
3 | Right of Way | Proposed
4 | Voltage | 138,000 Volts
5 | Application for | Project approved OPSB Case No.23-0886-EL-BNR. Under construction.
Certificate
6 | Construction | Commence: 2023
Complete: 2024
Operation: 2024
7 | Capital Investment | $0.9 M
8 | Substations | No. of planned substations: None
Voltage: N/A
Location: N/A
9 | Supporting Structures | Wood Poles
10 | Participation with other | None
Utilities
11 | Purpose of Planned Expansion | Service to customer (First-Solar)
12 | Consequence of Line Construction Deferment Or Termination | Load Interconnection request
13 | Miscellaneous | PJM RTEP #: s3000
PUCO FORM FE3-T9: SPECIFICATIONS OF PLANNED ELECTRIC TRANSMISSION LINES
ATSI-Toledo Edison
1 | Line Name and Number | Delta-Wauseon 138 kV Line (North Star BlueScope Steel Expansion ILS DLS Phase 3)
2 | Point of Origin | O: Delta
| and Termination | T: Wauseon
3 | Right of Way | Existing
4 | Voltage | 138,000 Volts
5 | Application for | Anticipated to be submitted as a OPSB Letter of Notification at future date.
Certificate
6 | Construction | Commence: 2022
Complete: 2025
Operation: 2025
7 | Capital Investment | $25.1 M
8 | Substations | No. of planned substations: 1
Voltage: 138 kV
Location: N/A
9 | Supporting Structures | Wood Poles
10 | Participation with other | None
Utilities
11 | Purpose of Planned Expansion | Improved reliability from low voltage N-1-1 conditions to 121 MVA of load.
12 | Consequence of Line Construction Deferment Or Termination | Unable to support future load growth on the Delta-Wauseon 138 kV area.
13 | Miscellaneous | PJM RTEP #: s2756
PUCO FORM FE3-T9: SPECIFICATIONS OF PLANNED ELECTRIC TRANSMISSION LINES
ATSI-Ohio Edison
1 | Line Name and Number | Greenfield-Shinrock-69 kV Line (Second Feed to Customer)
2 | Point of Origin | O: Greenfield
| and Termination | T: Shinrock
3 | Right of Way | Proposed
4 | Voltage | 69,000 Volts
5 | Application for | Not applicable-below 125 kV threshold
Certificate
6 | Construction | Commence: 2022
Complete: 2025
Operation: 2025
7 | Capital Investment | $2.8 M
8 | Substations | No. of planned substations: None
Voltage: N/A
Location: N/A
9 | Supporting Structures | Wood Poles
10 | Participation with other | None
Utilities
11 | Purpose of Planned Expansion | Provide second feed to Huron Muni's 69 kV delivery point per AMPT's Interconnection requirements. For a second feed to customer, construct 0.2 miles of a second 69 kV tap Line using 556 ACSR 26/7 in a separate structure to loop in/out the Greenfield-Shinrock 69 kV line in the new Huron 4 breaker ring bus.
12 | Consequence of Line Construction Deferment Or Termination | Not meeting AMPT's Transmission Facilities Interconnection Requirements for a second source for customer's with loads 5 MVA and above.
13 | Miscellaneous | PJM RTEP #: s2749.2
PUCO FORM FE3-T9: SPECIFICATIONS OF PLANNED ELECTRIC TRANSMISSION LINES
ATSI-Ohio Edison
1 | Line Name and Number | Shinrock-Oberlin Muni 69 kV Line Reroute/Reconductor
2 | Point of Origin | O: Shinrock
| and Termination | T: Oberlin
3 | Right of Way | Proposed
4 | Voltage | 69,000 Volts
5 | Application for | Not applicable-below 125 kV threshold
Certificate
6 | Construction | Commence: 2022
Complete: 2027
Operation: 2027
7 | Capital Investment | $7.3 M
8 | Substations | No. of planned substations: None
Voltage: N/A
Location: N/A
9 | Supporting Structures | Wood Poles
10 | Participation with other | None
Utilities
11 | Purpose of Planned Expansion | Eliminate maintenance outage impacting customers, and enhance system reliability and operational flexibility. Reroute the Shinrock-Oberlin 69 kV line by building approximately 2.1 miles new 69 kV line with 556 kcmil ACSR conductor.
12 | Consequence of Line Construction Deferment Or Termination | Potential risk of transmission outages
13 | Miscellaneous | PJM RTEP #: s2860.1
Note on E1801: Author: New 345 kV line to be built and share structures with the Delta-Wauseon 138 kV line and Delta – Fulton 138 kV line.

## T10
4901:5-5-04(E)(2)
PUCO FORM FE3-T10: SUMMARY OF PROPOSED SUBSTATIONS
ATSI-Ohio Edison Company Area | [5 empty] | Line
Existing or
Substation Name: | Tied to Project in T9? | Type of Substation | Voltage (kV) | Timing | Line Association(s): | Proposed:
AB1-105 new substation | n5196, n5197, n5198, n5199, n5200, n5201 | Transmission | 345 kV | ISD: 08/25 | Build new 3 breaker ring bus substation | Proposed
|  |  | 345 kV |  | Loop in Hanna-Highland 345 kV line | Existing
Amherst | s1948 | Transmission | 69 kV | ISD: 05/25 | Build new 4 circuit breaker ring bus substation | Proposed
|  |  | 69 kV |  | Rebuild Amherst Muni-Nordson tap | Existing
|  |  | 69 kV |  | Loop Henrietta-Johnson 69 kV line | Existing
Barberton | s2298 | Transmission | 138 kV | ISD: 12/27 | Convert into Double Breaker Double Bus configuration | Existing
Beaver | s1757 | Transmission | 345/138 kV | ISD: 12/26 | Replace Transformers #1 and #2 and relays | Proposed
Canfield Steel (Weldon) | s1952 | Transmission | 69 kV | ISD: 09/26 | Build new 4 breaker ring bus substation | Proposed
|  |  | 69 kV |  | Loop in Berlin Lake-Boardman 69 kV line | Existing
|  |  | 69 kV |  | Build Kimberly-Weldon 69 kV line | Proposed
Cloverdale | s3106.1 | Transmission | 138 kV | ISD: 06/24 | Install (1) new 138 kV breaker to add new line exit to customer substation | Proposed
Cromwell | s1873 | Transmission | 138 kV | ISD: 11/27 | Build a new 138 kV five (6) breaker ring bus north of Black River-Cromwell | Proposed
138 kV substation
Elm | s1950 | Transmission | 138 kV | ISD: 06/26 | Convert to a 5 breaker ring bus | Existing
East Akron | s2297 | Transmission | 138 kV | ISD: 12/25 | Convert into Breaker and Half configuration | Existing
Galion | n8337.1, n8337.2, n8337.3, n8337.4, n8337.5 | Transmission | 138 kV | ISD: 04/26 | Install (1) new 138 kV breaker | Proposed
|  |  | 138 kV |  | Add new line exit to AF2-150 and AG1-039 gen queues | Proposed
Groton | n8217.1, n8217.2, n8217.3 | Transmission | 138 kV | ISD: 04/25 | Expand to 4-Breaker Ring Bus substation | Proposed
|  |  | 138 kV |  | Install (1) new 138 kV breaker to create line position for AE2-176 gen queue | Proposed
Riverway (FESub5) | s2387 | Transmission | 138 kV | ISD: 06/25 | Build 138 kV four breaker ring bus (FESub5 switching substation) | Proposed
[5 empty] | Build ~4.4 miles 138 kV line from Evans to FESub5 | Proposed
[5 empty] | Build ~6.6 miles 138 kV line from Darrow to FESub5 | Proposed
[5 empty] | Convert Theiss 138 kV substation into 6 breaker ring bus | Existing
[5 empty] | Add 28.8 MVAR 138 kV Capacitor Bank at Theiss | Proposed
Ivanhoe | s1950 | Transmission | 138 kV | ISD: 06/26 | Install two 138 kV breakers | Proposed
|  |  | 138 kV |  | Ivanhoe-Elm 138 kV | Proposed
Masury | s1795 | Transmission | 69 kV | ISD: 12/25 | Replace line relaying to NLMK 1M substation with dual SEL421 standard prewired relaying panel. | Existing
Masury | s2294 | Transmission | 138 kV | ISD: 06/24 | Install (1) new 138 kV breaker for bus-tie, replace (5) breakers | Proposed
Nevada | s2388 | Transmission | 138 kV | ISD: 06/26 | Expand to 4-breaker ring bus | Existing
[5 empty] | Re-terminate the Boardman-Sammis 138 kV line entrances into new | Existing
138 kV deadend locations in the Nevada substation
Oak Point | s1945 | Transmission | 138/69 kV | ISD: 12/25 | Build new Breaker Ring Bus substation | Proposed
|  |  | 138/69 kV |  | Install 138/69 kV Transformer | Proposed
|  |  | 138 kV |  | Beaver-Oak Point 138 kV line (Reconfigured / Renamed Line) | Existing
[5 empty] | Ford-Oak Point 138 kV line (Reconfigured / Renamed Line) | Existing
|  |  | 69 kV |  | Black River-Oak Point 69 kV line (Reconfigured / Renamed Line) | Existing
[5 empty] | Oak Point-Shinrock 69 kV line (Reconfigured / Renamed Line) | Existing
Riverbend | s1947 | Transmission | 138 kV | ISD: 09/26 | Convert to a 138 kV 4-Breaker Ring Bus | Existing
Install 2 new 138 kV breakers
Salt Springs | s2262 | Transmission | 138 kV | ISD: 06/26 | Convert to a breaker-and-a-half by installing ten 138 kV breakers (replace six existing breakers) | Existing
Salt Springs | b3789 | Transmission | 69 kV | ISD: 06/28 | Install one (1) new 69 kV 60 MVAr shunt reactor | Proposed
Tangy | b3235 | Transmission | 138 kV | ISD: 11/26 | Extend 138 kV bus work to the west of Tangy substation for the addition of the | Existing
100 MVAR reactor bay and one 138 kV 40 kA circuit breaker
New London | s2748.8 | Transmission | 69 kV | ISD: 09/25 | Build a new (4) 69 kV breaker ring bus substation | Proposed
Loop the Hanville-Wellington 69 kV Line
Selma | n6708, n6709, n6710, n6711, n6713, n6714, n6707, n6712 | Transmission | 138 kV | ISD: 04/25 | Build a new (3) 138 kV breaker ring bus substation | Proposed
[5 empty] | Loop the Galion-Roberts 138 kV Line | Existing
[5 empty] | New AC2-195 Gen 138 kV Line | Proposed
Theiss | s2387 | Transmission | 138 kV | ISD: 06/25 | Install (1) new 138 kV breaker | Proposed
[5 empty] | Install (1) new 138 kV capacitor bank | Proposed
Hayes | b3682 | Transmission | 345 kV | ISD: 06/26 | Install (1) new 345-138 kV transformer | Proposed
[5 empty] | Install (1) new 345 kV breaker | Proposed
[5 empty] | Install (1) new 138 kV breaker | Proposed
Galion | b3678 | Transmission | 138 kV | ISD: 11/26 | Install (1) new 138 kV reactor | Proposed
[5 empty] | Install (1) new 138 kV breaker | Proposed
4901:5-5-04(E)(2)
PUCO FORM FE3-T10: SUMMARY OF PROPOSED SUBSTATIONS
ATSI-Cleveland Electric Illuminating Company Area | [5 empty] | Line
Existing or
Substation Name: | Tied to Project in T9? | Type of Substation | Voltage (kV) | Timing | Line Association(s): | Proposed:
Astor 2 | s1873 | Transmission | 138 kV | ISD: 11/27 | Build a new 138 kV three (4) circuit breaker ring bus switching substation | Proposed
Broadview | b3236 | Transmission | 138 kV | ISD: 11/26 | Extend the 138 kV Bus by adding two new breakers and associated equipment | Existing
[5 empty] | and install a 75 MVAR Reactor | Proposed
4901:5-5-04(E)(2)
PUCO FORM FE3-T10: SUMMARY OF PROPOSED SUBSTATIONS
ATSI-Toledo Edison Company Area | [5 empty] | Line
Existing or
Substation Name: | Tied to Project in T9? | Type of Substation | Voltage (kV) | Timing | Line Association(s): | Proposed:
Ayersville | s1953 | Transmission | 138/69 kV | ISD: 04/27 | Reconfigure the 138 kV yard to a 4- Breaker Ring Bus | Existing
[5 empty] | Install four (4) new 138 kV breakers | Proposed
[5 empty] | Install one (1) new 138/69 kV transformer | Proposed
[5 empty] | Install one (1) new 69 kV breaker | Proposed
Brim | s1703 | Transmission | 138/69 kV | ISD: 04/24 | Convert to 4-breaker 138 kV Ring Bus | Existing
|  |  | 138 kV |  | New 138 kV line exit to Bowling Green 138 kV substation | Proposed
|  |  | 138/69 kV |  | Add Transformer | Proposed
|  |  | 138 kV |  | Construct line section | Proposed
Dowling | sNNNN | Transmission | 138 kV | ISD: 11/25 | Reconfigure/expand the 138 kV yard to a 12-Breaker-and-a-Half substation | Existing
[5 empty] | Install 2 new 138 kV lines to new customer | Proposed
Jackman | s1951 | Transmission | 69 kV | ISD: 12/26 | Convert to a 5 breaker ring bus | Existing
|  |  | 138/69 kV |  | Install new 138/69 kV Transformer | Proposed
Melbourne | s2237.2 | Transmission | 345 kV | ISD: 06/26 | Construct a new 345 kV 4 Breaker Ring Bus | Proposed
(North Star BlueScope Steel Expansion Phase 2) |  |  |  |  | Construct 8.7 miles of 345 kV line from Dowling to the new 345 kV station | Proposed
[5 empty] | Connect Fulton 345 kV line that serves North Star Steel Sydney to the new 345 kV station | Existing
[5 empty] | Provide two feeds from the new 345 kV station to North Star Steel Sydney | Proposed
Melbourne | s2756 |  | 345/138 kV | ISD: 12/26 | Install two 345/138 kV Transformers | Proposed
(North Star BlueScope Steel Expansion Phase 3) |  |  | 138 kV |  | Loop in the Delta-Wauseon 138 kV line into the New 138 kV Ring Bus | Proposed
Snyder | s3117.4, s3117.5, s3117.6 | Transmission | 69 kV | ISD: 05/27 | Expand to 5-Breaker Ring Bus substation | Existing
[5 empty] | Install two (2) new 69 kV breakers | Proposed
Snyder | n8206 | Transmission | 69 kV | ISD: 05/25 | Install (1) new 138 kV breaker | Existing
[5 empty] | Add new line exit to AE2-181 gen queue | Proposed
Tallmadge | s1706 | Transmission | 138 kV | ISD: 12/24 | Expand to a 4 breaker ring bus | Existing
Weston | s1953 | Transmission | 69 kV | ISD: 04/27 | Build New four (4) 69 kV Breaker Ring Bus | Proposed
[5 empty] | Weston-Richland 69 kV Line (Rebuild / New line) | Proposed
[5 empty] | Weston-Malinta 34.5 kV Line (Convert to 69 kV) | Exisiting
[5 empty] | Richland-Maroe 34.5kV Line (Convert to 69 kV) | Exisiting
Wentworth | s1700 | Transmission | 138 kV | ISD: 05/25 | Convert to 5 breaker ring bus | Existing
[5 empty] | Rebuild Angola-Eber-Vulcan 138 kV line | Existing
Woodville | s1702 | Transmission | 138 kV | ISD: 02/24 | Construct a 5 breaker ring bus substation | Proposed
[5 empty] | New West End-Woodville 138 kV line | Proposed
West Fremont | b3679 | Transmission | 138/69 kV | ISD: 11/26 | Replace (1) 138-69 kV Transformer | Existing
Weston (AF1-064) | n8455.1, n8455.2 | Tranmission | 69 kV | ISD: 11/25 | Build New four (4) 69 kV Breaker Ring Bus | Proposed
|  |  | 69 kV |  | Weston to AF1-064 (New line) | Proposed
Weston | s2827.3 | Transmission | 69 kV | ISD: 08/25 | Install (1) new 138 kV breaker | Proposed
[5 empty] | Add new line exit for AMPT Deshler Line | Proposed
Total projects that are reported in both T9 & T10: | xxxxx

## Distribution Section
SECTION II
DISTRIBUTION FORECAST FORMS

## D1
4901:5-5-05 (B)(1)(a)
PUCO FORM FE - D1: |  |  | Electric Utility Service Area Energy Consumption Forecast
(Megawatt Hours/Year)
Ohio Edison Company
OE |  | (1) | (2) | (3) | (4) | (5a) | (5b) | (6) (1 +2+3+4+5a+5b) | (7) | (8) (6 + 7)
| Year | Residential | Commercial | Industrial | Transportationa | Otherb | Energy Efficiency & Demand Responsed | Total End User Consumption | Losses And Unaccounted For Company | Net Energy For Load c
-5 | #REF! | #REF! | #REF! | #REF! | #REF! | #REF! | #REF! | #REF! | #REF! | #REF! |  | #REF!
-4 | #REF! | #REF! | #REF! | #REF! | #REF! | #REF! | #REF! | #REF! | #REF! | #REF! |  | #REF!
-3 | #REF! | #REF! | #REF! | #REF! | #REF! | #REF! | #REF! | #REF! | #REF! | #REF! |  | #REF!
-2 | #REF! | #REF! | #REF! | #REF! | #REF! | #REF! | #REF! | #REF! | #REF! | #REF! |  | #REF!
-1 | #REF! | #REF! | #REF! | #REF! | #REF! | #REF! | #REF! | #REF! | #REF! | #REF! |  | #REF!
0 | #REF! | #REF! | #REF! | #REF! | #REF! | #REF! | #REF! | #REF! | #REF! | #REF! | #REF! | #REF!
1 | #REF! | #REF! | #REF! | #REF! | #REF! | #REF! | #REF! | #REF! | #REF! | #REF! | #REF! | #REF!
2 | #REF! | #REF! | #REF! | #REF! | #REF! | #REF! | #REF! | #REF! | #REF! | #REF! | #REF! | #REF!
3 | #REF! | #REF! | #REF! | #REF! | #REF! | #REF! | #REF! | #REF! | #REF! | #REF! | #REF! | #REF!
4 | #REF! | #REF! | #REF! | #REF! | #REF! | #REF! | #REF! | #REF! | #REF! | #REF! | #REF! | #REF!
5 | #REF! | #REF! | #REF! | #REF! | #REF! | #REF! | #REF! | #REF! | #REF! | #REF! | #REF! | #REF!
6 | #REF! | #REF! | #REF! | #REF! | #REF! | #REF! | #REF! | #REF! | #REF! | #REF! | #REF! | #REF!
7 | #REF! | #REF! | #REF! | #REF! | #REF! | #REF! | #REF! | #REF! | #REF! | #REF! | #REF! | #REF!
8 | #REF! | #REF! | #REF! | #REF! | #REF! | #REF! | #REF! | #REF! | #REF! | #REF! | #REF! | #REF!
9 | #REF! | #REF! | #REF! | #REF! | #REF! | #REF! | #REF! | #REF! | #REF! | #REF! | #REF! | #REF!
10 | #REF! | #REF! | #REF! | #REF! | #REF! | #REF! | #REF! | #REF! | #REF! | #REF! | #REF! | #REF!
a | Transportation includes railroads & railways.
b | Other includes street & highway lighting, public authorities and interdepartmental sales.
c | Years 0 through 10 is calculated by applying a loss factor to each rate class then summing the results.
d | #REF!
4901:5-5-05 (B)(1)(a)
PUCO FORM FE - D1: |  |  | Electric Utility Service Area Energy Consumption Forecast
(Megawatt Hours/Year)
The Cleveland Electric Illuminating Company
CEI |  | (1) | (2) | (3) | (4) | (5a) | (5b) | (6) (1 +2+3+4+5a+5b) | (7) | (8) (6 + 7)
| Year | Residential | Commercial | Industrial | Transportationa | Otherb | Energy Efficiency & Demand Responsed | Total End-User Consumption | Losses And Unaccounted For Company | Net Energy For Load c
-5 | #REF! | #REF! | #REF! | #REF! | #REF! | #REF! | #REF! | #REF! | #REF! | #REF! |  | #REF!
-4 | #REF! | #REF! | #REF! | #REF! | #REF! | #REF! | #REF! | #REF! | #REF! | #REF! |  | #REF!
-3 | #REF! | #REF! | #REF! | #REF! | #REF! | #REF! | #REF! | #REF! | #REF! | #REF! |  | #REF!
-2 | #REF! | #REF! | #REF! | #REF! | #REF! | #REF! | #REF! | #REF! | #REF! | #REF! |  | #REF!
-1 | #REF! | #REF! | #REF! | #REF! | #REF! | #REF! | #REF! | #REF! | #REF! | #REF! |  | #REF!
0 | #REF! | #REF! | #REF! | #REF! | #REF! | #REF! | #REF! | #REF! | #REF! | #REF! | #REF! | #REF!
1 | #REF! | #REF! | #REF! | #REF! | #REF! | #REF! | #REF! | #REF! | #REF! | #REF! | #REF! | #REF!
2 | #REF! | #REF! | #REF! | #REF! | #REF! | #REF! | #REF! | #REF! | #REF! | #REF! | #REF! | #REF!
3 | #REF! | #REF! | #REF! | #REF! | #REF! | #REF! | #REF! | #REF! | #REF! | #REF! | #REF! | #REF!
4 | #REF! | #REF! | #REF! | #REF! | #REF! | #REF! | #REF! | #REF! | #REF! | #REF! | #REF! | #REF!
5 | #REF! | #REF! | #REF! | #REF! | #REF! | #REF! | #REF! | #REF! | #REF! | #REF! | #REF! | #REF!
6 | #REF! | #REF! | #REF! | #REF! | #REF! | #REF! | #REF! | #REF! | #REF! | #REF! | #REF! | #REF!
7 | #REF! | #REF! | #REF! | #REF! | #REF! | #REF! | #REF! | #REF! | #REF! | #REF! | #REF! | #REF!
8 | #REF! | #REF! | #REF! | #REF! | #REF! | #REF! | #REF! | #REF! | #REF! | #REF! | #REF! | #REF!
9 | #REF! | #REF! | #REF! | #REF! | #REF! | #REF! | #REF! | #REF! | #REF! | #REF! | #REF! | #REF!
10 | #REF! | #REF! | #REF! | #REF! | #REF! | #REF! | #REF! | #REF! | #REF! | #REF! | #REF! | #REF!
a | Transportation includes railroads & railways.
b | Other includes street & highway lighting, public authorities and interdepartmental sales.
c | Years 0 through 10 is calculated by applying a loss factor to each rate class then summing the results.
d | #REF!
4901:5-5-05 (B)(1)(a)
PUCO FORM FE - D1: |  |  | Electric Utility Service Area Energy Consumption Forecast
(Megawatt Hours/Year)
The Toledo Edison Company
TE |  | (1) | (2) | (3) | (4) | (5a) | (5b) | (6) (1 +2+3+4+5a+5b) | (7) | (8) (6 + 7)
| Year | Residential | Commercial | Industrial | Transportationa | Otherb | Energy Efficiency & Demand Responsed | Total End-User Consumption | Losses And Unaccounted For Company | Net Energy For Load c
-5 | #REF! | #REF! | #REF! | #REF! | #REF! | #REF! | #REF! | #REF! | #REF! | #REF! |  | #REF!
-4 | #REF! | #REF! | #REF! | #REF! | #REF! | #REF! | #REF! | #REF! | #REF! | #REF! |  | #REF!
-3 | #REF! | #REF! | #REF! | #REF! | #REF! | #REF! | #REF! | #REF! | #REF! | #REF! |  | #REF!
-2 | #REF! | #REF! | #REF! | #REF! | #REF! | #REF! | #REF! | #REF! | #REF! | #REF! |  | #REF!
-1 | #REF! | #REF! | #REF! | #REF! | #REF! | #REF! | #REF! | #REF! | #REF! | #REF! |  | #REF!
0 | #REF! | #REF! | #REF! | #REF! | #REF! | #REF! | #REF! | #REF! | #REF! | #REF! | #REF! | #REF!
1 | #REF! | #REF! | #REF! | #REF! | #REF! | #REF! | #REF! | #REF! | #REF! | #REF! | #REF! | #REF!
2 | #REF! | #REF! | #REF! | #REF! | #REF! | #REF! | #REF! | #REF! | #REF! | #REF! | #REF! | #REF!
3 | #REF! | #REF! | #REF! | #REF! | #REF! | #REF! | #REF! | #REF! | #REF! | #REF! | #REF! | #REF!
4 | #REF! | #REF! | #REF! | #REF! | #REF! | #REF! | #REF! | #REF! | #REF! | #REF! | #REF! | #REF!
5 | #REF! | #REF! | #REF! | #REF! | #REF! | #REF! | #REF! | #REF! | #REF! | #REF! | #REF! | #REF!
6 | #REF! | #REF! | #REF! | #REF! | #REF! | #REF! | #REF! | #REF! | #REF! | #REF! | #REF! | #REF!
7 | #REF! | #REF! | #REF! | #REF! | #REF! | #REF! | #REF! | #REF! | #REF! | #REF! | #REF! | #REF!
8 | #REF! | #REF! | #REF! | #REF! | #REF! | #REF! | #REF! | #REF! | #REF! | #REF! | #REF! | #REF!
9 | #REF! | #REF! | #REF! | #REF! | #REF! | #REF! | #REF! | #REF! | #REF! | #REF! | #REF! | #REF!
10 | #REF! | #REF! | #REF! | #REF! | #REF! | #REF! | #REF! | #REF! | #REF! | #REF! | #REF! | #REF!
a | Transportation includes railroads & railways.
b | Other includes street & highway lighting, public authorities and interdepartmental sales.
c | Years 0 through 10 is calculated by applying a loss factor to each rate class then summing the results.
d | #REF!
4901:5-5-05 (B)(1)(a)
PUCO FORM FE - D1: |  |  | Electric Utility Service Area Energy Consumption Forecast
(Megawatt Hours/Year)
Penn Power
PPC |  | (1) | (2) | (3) | (4) | (5a) | (5b) | (6) (1 +2+3+4+5a+5b) | (7) | (8) (6 + 7)
| Year | Residential | Commercial | Industrial | Transportationa | Otherb | Energy Efficiency & Demand Responsed | Total End-User Consumption | Losses And Unaccounted For Company | Net Energy For Load
-5 | #REF! | #REF! | #REF! | #REF! | #REF! | #REF! | #REF! | #REF! | #REF! | #REF! |  | #REF!
-4 | #REF! | #REF! | #REF! | #REF! | #REF! | #REF! | #REF! | #REF! | #REF! | #REF! |  | #REF!
-3 | #REF! | #REF! | #REF! | #REF! | #REF! | #REF! | #REF! | #REF! | #REF! | #REF! |  | #REF!
-2 | #REF! | #REF! | #REF! | #REF! | #REF! | #REF! | #REF! | #REF! | #REF! | #REF! |  | #REF!
-1 | #REF! | #REF! | #REF! | #REF! | #REF! | #REF! | #REF! | #REF! | #REF! | #REF! |  | #REF!
0 | #REF! | #REF! | #REF! | #REF! | #REF! | #REF! | #REF! | #REF! | #REF! | #REF! |  | #REF!
1 | #REF! | #REF! | #REF! | #REF! | #REF! | #REF! | #REF! | #REF! | #REF! | #REF! |  | #REF!
2 | #REF! | #REF! | #REF! | #REF! | #REF! | #REF! | #REF! | #REF! | #REF! | #REF! |  | #REF!
3 | #REF! | #REF! | #REF! | #REF! | #REF! | #REF! | #REF! | #REF! | #REF! | #REF! |  | #REF!
4 | #REF! | #REF! | #REF! | #REF! | #REF! | #REF! | #REF! | #REF! | #REF! | #REF! |  | #REF!
5 | #REF! | #REF! | #REF! | #REF! | #REF! | #REF! | #REF! | #REF! | #REF! | #REF! |  | #REF!
6 | #REF! | #REF! | #REF! | #REF! | #REF! | #REF! | #REF! | #REF! | #REF! | #REF! |  | #REF!
7 | #REF! | #REF! | #REF! | #REF! | #REF! | #REF! | #REF! | #REF! | #REF! | #REF! |  | #REF!
8 | #REF! | #REF! | #REF! | #REF! | #REF! | #REF! | #REF! | #REF! | #REF! | #REF! |  | #REF!
9 | #REF! | #REF! | #REF! | #REF! | #REF! | #REF! | #REF! | #REF! | #REF! | #REF! |  | #REF!
10 | #REF! | #REF! | #REF! | #REF! | #REF! | #REF! | #REF! | #REF! | #REF! | #REF! |  | #REF!
a | Transportation includes railroads & railways.
b | Other includes street & highway lighting, public authorities and interdepartmental sales.
c | Years 0 through 10 is calculated by applying a loss factor to each rate class then summing the results.
d | #REF!

## D1_OH
4901:5-5-05 (B)(1)(b)
PUCO FORM FE - D1: |  |  | System Service Area Energy Consumption Forecast
(Megawatt Hours/Year)
Total Ohio
|  | (1) | (2) | (3) | (4) | (5a) | (5b) | (6) (1+2+3+4+5a+5b) | (7) | (8) (6 + 7)
| Year | Residential | Commercial | Industrial | Transportationa | Otherb | Energy Efficiency & Demand Responsed | Total End User Consumption | Losses And Unaccounted For Company | Net Energy For Load c
-5 | #REF! | #REF! | #REF! | #REF! | 0 | #REF! | 0 | #REF! | #REF! | #REF!
-4 | #REF! | #REF! | #REF! | #REF! | 0 | #REF! | 0 | #REF! | #REF! | #REF!
-3 | #REF! | #REF! | #REF! | #REF! | 0 | #REF! | 0 | #REF! | #REF! | #REF!
-2 | #REF! | #REF! | #REF! | #REF! | 0 | #REF! | 0 | #REF! | #REF! | #REF!
-1 | #REF! | #REF! | #REF! | #REF! |  | #REF! | 0 | #REF! | #REF! | #REF!
0 | #REF! | #REF! | #REF! | #REF! | 0 | #REF! | #REF! | #REF! | #REF! | #REF! | #REF!
1 | #REF! | #REF! | #REF! | #REF! | 0 | #REF! | #REF! | #REF! | #REF! | #REF! | #REF!
2 | #REF! | #REF! | #REF! | #REF! | 0 | #REF! | #REF! | #REF! | #REF! | #REF! | #REF!
3 | #REF! | #REF! | #REF! | #REF! | 0 | #REF! | #REF! | #REF! | #REF! | #REF! | #REF!
4 | #REF! | #REF! | #REF! | #REF! | 0 | #REF! | #REF! | #REF! | #REF! | #REF! | #REF!
5 | #REF! | #REF! | #REF! | #REF! | 0 | #REF! | #REF! | #REF! | #REF! | #REF! | #REF!
6 | #REF! | #REF! | #REF! | #REF! | 0 | #REF! | #REF! | #REF! | #REF! | #REF! | #REF!
7 | #REF! | #REF! | #REF! | #REF! | 0 | #REF! | #REF! | #REF! | #REF! | #REF! | #REF!
8 | #REF! | #REF! | #REF! | #REF! | 0 | #REF! | #REF! | #REF! | #REF! | #REF! | #REF!
9 | #REF! | #REF! | #REF! | #REF! | 0 | #REF! | #REF! | #REF! | #REF! | #REF! | #REF!
10 | #REF! | #REF! | #REF! | #REF! | 0 | #REF! | #REF! | #REF! | #REF! | #REF! | #REF!
a | Transportation includes railroads & railways.
b | Other includes street & highway lighting, public authorities and interdepartmental sales.
c | Years 0 through 10 is calculated by applying a loss factor to each rate class then summing the results.
d | #REF!

## D2
4901:5-5-05 (B)(1)(b)
PUCO FORM FE - D2: |  | System Service Area Energy Consumption Forecast
(Megawatt Hours/Year) c
FirstEnergy System
|  | (1) | (2) | (3) | (4) | (5a) | (5b) | (6) (1+2+3+4+5a+5b) | (7) | (8) (6 + 7)
| Year | Residential | Commercial | Industrial | Transportationa | Otherb | Energy Efficiency & Demand Responsed | Total End User Consumption | Losses And Unaccounted For Company | Net Energy For Load
-5 | #REF! | #REF! | #REF! | #REF! | #REF! | #REF! | #REF! | #REF! | #REF! | #REF!
-4 | #REF! | #REF! | #REF! | #REF! | #REF! | #REF! | #REF! | #REF! | #REF! | #REF!
-3 | #REF! | #REF! | #REF! | #REF! | #REF! | #REF! | #REF! | #REF! | #REF! | #REF!
-2 | #REF! | #REF! | #REF! | #REF! | #REF! | #REF! | #REF! | #REF! | #REF! | #REF!
-1 | #REF! | #REF! | #REF! | #REF! | #REF! | #REF! | #REF! | #REF! | #REF! | #REF!
0 | #REF! | #REF! | #REF! | #REF! | #REF! | #REF! | #REF! | #REF! | #REF! | #REF!
1 | #REF! | #REF! | #REF! | #REF! | #REF! | #REF! | #REF! | #REF! | #REF! | #REF!
2 | #REF! | #REF! | #REF! | #REF! | #REF! | #REF! | #REF! | #REF! | #REF! | #REF!
3 | #REF! | #REF! | #REF! | #REF! | #REF! | #REF! | #REF! | #REF! | #REF! | #REF!
4 | #REF! | #REF! | #REF! | #REF! | #REF! | #REF! | #REF! | #REF! | #REF! | #REF!
5 | #REF! | #REF! | #REF! | #REF! | #REF! | #REF! | #REF! | #REF! | #REF! | #REF!
6 | #REF! | #REF! | #REF! | #REF! | #REF! | #REF! | #REF! | #REF! | #REF! | #REF!
7 | #REF! | #REF! | #REF! | #REF! | #REF! | #REF! | #REF! | #REF! | #REF! | #REF!
8 | #REF! | #REF! | #REF! | #REF! | #REF! | #REF! | #REF! | #REF! | #REF! | #REF!
9 | #REF! | #REF! | #REF! | #REF! | #REF! | #REF! | #REF! | #REF! | #REF! | #REF!
10 | #REF! | #REF! | #REF! | #REF! | #REF! | #REF! | #REF! | #REF! | #REF! | #REF!
a | Transportation includes railroads & railways.
b | Other includes street & highway lighting, public authorities and interdepartmental sales.
c | Years 0 through 10 is calculated by applying a loss factor to each rate class then summing the results.
d | #REF!

## D3
4901:5-5-05(B)(2)(a)
PUCO Form FE-D3: |  |  | Electric Utility Ohio Seasonal Peak Load Demand Forecast
(Megawatts)
OE
The Ohio Edison Company
|  | Native Load |  |  |  | Internal Load b
| Year | Summer | Energy Efficiency & Demand Responsec | Net Summer | Wintera | Summer | Energy Efficiency & Demand Response | Net Summer | Winter
-5 | #REF! | 4718.747 | 0 | 4718.747 | 3801.67 | 4934.747 | 0 | 4934.747 | 4017.67 |  | Updated
-4 | #REF! | 4869.087 | 0 | 4869.087 | 3546.05 | 5068.087 | 0 | 5068.087 | 3745.05 |  | Updated
-3 | #REF! | 4758.547 | 0 | 4758.547 | 3710.06 | 4957.547 | 0 | 4957.547 | 3909.06 |  | Updated
-2 | #REF! | 4834.011 | 0 | 4834.011 | 3827.97 | 5033.011 | 0 | 5033.011 | 4026.97 |  | Updated
-1 | #REF! | #REF! | 0 | #REF! | #REF! | #REF! | 0 | #REF! | #REF! |  | Formula Dependent
0 | #REF! | #REF! | #REF! | #REF! | #REF! | #REF! | #REF! | #REF! | #REF! |  | Formula Dependent
1 | #REF! | #REF! | #REF! | #REF! | #REF! | #REF! | #REF! | #REF! | #REF! |  | Formula Dependent
2 | #REF! | #REF! | #REF! | #REF! | #REF! | #REF! | #REF! | #REF! | #REF! |  | Formula Dependent
3 | #REF! | #REF! | #REF! | #REF! | #REF! | #REF! | #REF! | #REF! | #REF! |  | Formula Dependent
4 | #REF! | #REF! | #REF! | #REF! | #REF! | #REF! | #REF! | #REF! | #REF! |  | Formula Dependent
5 | #REF! | #REF! | #REF! | #REF! | #REF! | #REF! | #REF! | #REF! | #REF! |  | Formula Dependent
6 | #REF! | #REF! | #REF! | #REF! | #REF! | #REF! | #REF! | #REF! | #REF! |  | Formula Dependent
7 | #REF! | #REF! | #REF! | #REF! | #REF! | #REF! | #REF! | #REF! | #REF! |  | Formula Dependent
8 | #REF! | #REF! | #REF! | #REF! | #REF! | #REF! | #REF! | #REF! | #REF! |  | Formula Dependent
9 | #REF! | #REF! | #REF! | #REF! | #REF! | #REF! | #REF! | #REF! | #REF! |  | Formula Dependent
10 | #REF! | #REF! | #REF! | #REF! | #REF! | #REF! | #REF! | #REF! | #REF! |  | Formula Dependent
a | Winter load reference is the peak loads which follows the summer peak load.
b | Internal Load equals Native plus Interruptible.
c | #REF!
4901:5-5-05(B)(2)(a)
PUCO Form FE-D3: |  |  | Electric Utility Ohio Seasonal Peak Load Demand Forecast
(Megawatts)
CEI
The Cleveland Electric Illuminating Company
|  | Native Load |  |  |  | Internal Load b
| Year | Summer | Energy Efficiency & Demand Responsec | Net Summer | Wintera | Summer | Energy Efficiency & Demand Response | Net Summer | Winter
-5 | #REF! | 3661.195 | 0 | 3661.195 | 2784.94 | 3851.195 | 0 | 3851.195 | 2974.94 |  | Updated
-4 | #REF! | 3705.992 | 0 | 3705.992 | 2629.31 | 3895.992 | 0 | 3895.992 | 2819.31 |  | Updated
-3 | #REF! | 3562.584 | 0 | 3562.584 | 2602.36 | 3752.584 | 0 | 3752.584 | 2792.36 |  | Updated
-2 | #REF! | 3756.889 | 0 | 3756.889 | 2569.28 | 3946.889 | 0 | 3946.889 | 2759.28 |  | Updated
-1 | #REF! | #REF! | 0 | #REF! | #REF! | #REF! | 0 | #REF! | #REF! |  | Formula Dependent
0 | #REF! | #REF! | #REF! | #REF! | #REF! | #REF! | #REF! | #REF! | #REF! |  | Formula Dependent
1 | #REF! | #REF! | #REF! | #REF! | #REF! | #REF! | #REF! | #REF! | #REF! |  | Formula Dependent
2 | #REF! | #REF! | #REF! | #REF! | #REF! | #REF! | #REF! | #REF! | #REF! |  | Formula Dependent
3 | #REF! | #REF! | #REF! | #REF! | #REF! | #REF! | #REF! | #REF! | #REF! |  | Formula Dependent
4 | #REF! | #REF! | #REF! | #REF! | #REF! | #REF! | #REF! | #REF! | #REF! |  | Formula Dependent
5 | #REF! | #REF! | #REF! | #REF! | #REF! | #REF! | #REF! | #REF! | #REF! |  | Formula Dependent
6 | #REF! | #REF! | #REF! | #REF! | #REF! | #REF! | #REF! | #REF! | #REF! |  | Formula Dependent
7 | #REF! | #REF! | #REF! | #REF! | #REF! | #REF! | #REF! | #REF! | #REF! |  | Formula Dependent
8 | #REF! | #REF! | #REF! | #REF! | #REF! | #REF! | #REF! | #REF! | #REF! |  | Formula Dependent
9 | #REF! | #REF! | #REF! | #REF! | #REF! | #REF! | #REF! | #REF! | #REF! |  | Formula Dependent
10 | #REF! | #REF! | #REF! | #REF! | #REF! | #REF! | #REF! | #REF! | #REF! |  | Formula Dependent
a | Winter load reference is the peak loads which follows the summer peak load.
b | Internal Load equals Native plus Interruptible.
c | #REF!
4901:5-5-05(B)(2)(a)
PUCO Form FE-D3: |  |  | Electric Utility Ohio Seasonal Peak Load Demand Forecast
(Megawatts)
The Toledo Edison Company | [9 empty] | TE
|  | Native Load |  |  |  | Internal Load b
| Year | Summer | Energy Efficiency & Demand Responsec | Net Summer | Wintera | Summer | Energy Efficiency & Demand Response | Net Summer | Winter
-5 | #REF! | 1915.079 | 0 | 1915.079 | 1440.13 | 2108.079 | 0 | 2108.079 | 1633.13 |  | Updated
-4 | #REF! | 1903.637 | 0 | 1903.637 | 1424.96 | 2096.637 | 0 | 2096.637 | 1617.96 |  | Updated
-3 | #REF! | 1837.522 | 0 | 1837.522 | 1502.25 | 2030.522 | 0 | 2030.522 | 1695.25 |  | Updated
-2 | #REF! | 1945.811 | 0 | 1945.811 | 1504.13 | 2138.811 | 0 | 2138.811 | 1697.13 |  | Updated
-1 | #REF! | #REF! | 0 | #REF! | #REF! | #REF! | 0 | #REF! | #REF! |  | Formula Dependent
0 | #REF! | #REF! | #REF! | #REF! | #REF! | #REF! | #REF! | #REF! | #REF! |  | Formula Dependent
1 | #REF! | #REF! | #REF! | #REF! | #REF! | #REF! | #REF! | #REF! | #REF! |  | Formula Dependent
2 | #REF! | #REF! | #REF! | #REF! | #REF! | #REF! | #REF! | #REF! | #REF! |  | Formula Dependent
3 | #REF! | #REF! | #REF! | #REF! | #REF! | #REF! | #REF! | #REF! | #REF! |  | Formula Dependent
4 | #REF! | #REF! | #REF! | #REF! | #REF! | #REF! | #REF! | #REF! | #REF! |  | Formula Dependent
5 | #REF! | #REF! | #REF! | #REF! | #REF! | #REF! | #REF! | #REF! | #REF! |  | Formula Dependent
6 | #REF! | #REF! | #REF! | #REF! | #REF! | #REF! | #REF! | #REF! | #REF! |  | Formula Dependent
7 | #REF! | #REF! | #REF! | #REF! | #REF! | #REF! | #REF! | #REF! | #REF! |  | Formula Dependent
8 | #REF! | #REF! | #REF! | #REF! | #REF! | #REF! | #REF! | #REF! | #REF! |  | Formula Dependent
9 | #REF! | #REF! | #REF! | #REF! | #REF! | #REF! | #REF! | #REF! | #REF! |  | Formula Dependent
10 | #REF! | #REF! | #REF! | #REF! | #REF! | #REF! | #REF! | #REF! | #REF! |  | Formula Dependent
a | Winter load reference is the peak loads which follows the summer peak load.
b | Internal Load equals Native plus Interruptible.
c | #REF!

## D3_OH
4901:5-5-05(B)(2)(a)
PUCO Form FE-D3: |  |  | Electric Utility Ohio Seasonal Peak Load Demand Forecast
(Megawatts)
Total Ohio
Total OH
|  | Native Load |  |  |  | Internal Load b
| Year | Summer | Energy Efficiency & Demand Responsec | Net Summer | Wintera | Summer | Energy Efficiency & Demand Response | Summer | Winter
-5 | #REF! | 10144.768 | 0 | 10144.768 | 7964.14 | 10743.768 | 0 | 10743.768 | 8563.14 | Updated
-4 | #REF! | 10114.328 | 0 | 10114.328 | 7526.96 | 10696.328 | 0 | 10696.328 | 8108.96 | Updated
-3 | #REF! | 10134.891 | 0 | 10134.891 | 7721.94 | 10716.891 | 0 | 10716.891 | 8303.94 | Updated
-2 | #REF! | 10373.137 | 0 | 10373.137 | 7832.28 | 10955.137 | 0 | 10955.137 | 8414.28 | Updated
-1 | #REF! | #REF! | 0 | #REF! | #REF! | #REF! | 0 | #REF! | #REF! | Formula Dependent
0 | #REF! | #REF! | #REF! | #REF! | #REF! | #REF! | #REF! | #REF! | #REF! | Formula Dependent
1 | #REF! | #REF! | #REF! | #REF! | #REF! | #REF! | #REF! | #REF! | #REF! | Formula Dependent
2 | #REF! | #REF! | #REF! | #REF! | #REF! | #REF! | #REF! | #REF! | #REF! | Formula Dependent
3 | #REF! | #REF! | #REF! | #REF! | #REF! | #REF! | #REF! | #REF! | #REF! | Formula Dependent
4 | #REF! | #REF! | #REF! | #REF! | #REF! | #REF! | #REF! | #REF! | #REF! | Formula Dependent
5 | #REF! | #REF! | #REF! | #REF! | #REF! | #REF! | #REF! | #REF! | #REF! | Formula Dependent
6 | #REF! | #REF! | #REF! | #REF! | #REF! | #REF! | #REF! | #REF! | #REF! | Formula Dependent
7 | #REF! | #REF! | #REF! | #REF! | #REF! | #REF! | #REF! | #REF! | #REF! | Formula Dependent
8 | #REF! | #REF! | #REF! | #REF! | #REF! | #REF! | #REF! | #REF! | #REF! | Formula Dependent
9 | #REF! | #REF! | #REF! | #REF! | #REF! | #REF! | #REF! | #REF! | #REF! | Formula Dependent
10 | #REF! | #REF! | #REF! | #REF! | #REF! | #REF! | #REF! | #REF! | #REF! | Formula Dependent
a | Winter load reference is the peak loads which follows the summer peak load.
b | Internal Load equals Native plus Interruptible.
c | #REF!
d Excludes impact of self-directed mercantile DR programs. Incremental to 2014 benchmark.

## D4
4901:5-5-05(B)(2)(b)
PUCO Form FE-D4: |  | Electric Utility Ohio Seasonal Peak Load Demand Forecast
(Megawatts)
FirstEnergy System
ATSI ZONE
|  | Native Load |  | Internal Load
| Year | Summer | Winter | Summer | Winter
-5 | #REF! | 10960.34 | 8811.08 | 11559.34 | 9410.08 | Updated
-4 | #REF! | 10916.396 | 8352.56 | 11498.396 | 8934.56 | Updated
-3 | #REF! | 11068.046 | 8490.64 | 11650.046 | 9072.64 | Updated
-2 | #REF! | 11229.715 | 8643.57 | 11811.715 | 9225.57 | Updated
-1 | #REF! | #REF! | #REF! | #REF! | #REF! | Formula Dependent
0 | #REF! | #REF! | #REF! | #REF! | #REF! | Formula Dependent
1 | #REF! | #REF! | #REF! | #REF! | #REF! | Formula Dependent
2 | #REF! | #REF! | #REF! | #REF! | #REF! | Formula Dependent
3 | #REF! | #REF! | #REF! | #REF! | #REF! | Formula Dependent
4 | #REF! | #REF! | #REF! | #REF! | #REF! | Formula Dependent
5 | #REF! | #REF! | #REF! | #REF! | #REF! | Formula Dependent
6 | #REF! | #REF! | #REF! | #REF! | #REF! | Formula Dependent
7 | #REF! | #REF! | #REF! | #REF! | #REF! | Formula Dependent
8 | #REF! | #REF! | #REF! | #REF! | #REF! | Formula Dependent
9 | #REF! | #REF! | #REF! | #REF! | #REF! | Formula Dependent
10 | #REF! | #REF! | #REF! | #REF! | #REF! | Formula Dependent
a | Winter load reference is the peak loads which follows the summer peak load.
d Excludes impact of self-directed mercantile DR programs. Incremental to 2014 benchmark.

## D5
4901:5-5-05(B)(3)(a)
PUCO Form FE-D5: |  | Monthly Net Energy For Load Forecast
(Megawatt-Hours Per Year)
Ohio Edison Company | [5 empty] | Note that this includes T&D losses
Monthly Net Energy For Load Forecast
| #REF! | Ohio Service Area | System a
| January | #REF! | #REF! | 1 | #REF! | OE01 | PP01
| February | #REF! | #REF! | 2 | #REF! | OE01 | PP01
| March | #REF! | #REF! | 3 | #REF! | OE01 | PP01
| April | #REF! | #REF! | 4 | #REF! | OE01 | PP01
| May | #REF! | #REF! | 5 | #REF! | OE01 | PP01
| June | #REF! | #REF! | 6 | #REF! | OE01 | PP01
| July | #REF! | #REF! | 7 | #REF! | OE01 | PP01
| August | #REF! | #REF! | 8 | #REF! | OE01 | PP01
| September | #REF! | #REF! | 9 | #REF! | OE01 | PP01
| October | #REF! | #REF! | 10 | #REF! | OE01 | PP01
| November | #REF! | #REF! | 11 | #REF! | OE01 | PP01
| December | #REF! | #REF! | 12 | #REF! | OE01 | PP01
#REF!
| January | #REF! | #REF! | 1 | #REF! | OE01 | PP01
| February | #REF! | #REF! | 2 | #REF! | OE01 | PP01
| March | #REF! | #REF! | 3 | #REF! | OE01 | PP01
| April | #REF! | #REF! | 4 | #REF! | OE01 | PP01
| May | #REF! | #REF! | 5 | #REF! | OE01 | PP01
| June | #REF! | #REF! | 6 | #REF! | OE01 | PP01
| July | #REF! | #REF! | 7 | #REF! | OE01 | PP01
| August | #REF! | #REF! | 8 | #REF! | OE01 | PP01
| September | #REF! | #REF! | 9 | #REF! | OE01 | PP01
| October | #REF! | #REF! | 10 | #REF! | OE01 | PP01
| November | #REF! | #REF! | 11 | #REF! | OE01 | PP01
| December | #REF! | #REF! | 12 | #REF! | OE01 | PP01
a | These data include energy for Pennsylvania Power as well as the 3 Ohio companies.
4901:5-5-05(B)(3)(a)
PUCO Form FE-D5: |  | Monthly Net Energy For Load Forecast
(Megawatt-Hours Per Year)
The Cleveland Electric Illuminating Company
Monthly Net Energy For Load Forecast
| #REF! | Ohio Service Area | System a
| January | #REF! | #REF! | 1 | #REF! | CE01
| February | #REF! | #REF! | 2 | #REF! | CE01
| March | #REF! | #REF! | 3 | #REF! | CE01
| April | #REF! | #REF! | 4 | #REF! | CE01
| May | #REF! | #REF! | 5 | #REF! | CE01
| June | #REF! | #REF! | 6 | #REF! | CE01
| July | #REF! | #REF! | 7 | #REF! | CE01
| August | #REF! | #REF! | 8 | #REF! | CE01
| September | #REF! | #REF! | 9 | #REF! | CE01
| October | #REF! | #REF! | 10 | #REF! | CE01
| November | #REF! | #REF! | 11 | #REF! | CE01
| December | #REF! | #REF! | 12 | #REF! | CE01
#REF!
| January | #REF! | #REF! | 1 | #REF! | CE01
| February | #REF! | #REF! | 2 | #REF! | CE01
| March | #REF! | #REF! | 3 | #REF! | CE01
| April | #REF! | #REF! | 4 | #REF! | CE01
| May | #REF! | #REF! | 5 | #REF! | CE01
| June | #REF! | #REF! | 6 | #REF! | CE01
| July | #REF! | #REF! | 7 | #REF! | CE01
| August | #REF! | #REF! | 8 | #REF! | CE01
| September | #REF! | #REF! | 9 | #REF! | CE01
| October | #REF! | #REF! | 10 | #REF! | CE01
| November | #REF! | #REF! | 11 | #REF! | CE01
| December | #REF! | #REF! | 12 | #REF! | CE01
a | These data include energy for Pennsylvania Power as well as the 3 Ohio companies.
4901:5-5-05(B)(3)(a)
PUCO Form FE-D5: |  | Monthly Net Energy For Load Forecast
(Megawatt-Hours Per Year)
The Toledo Edison Company
Monthly Net Energy For Load Forecast
| #REF! | Ohio Service Area | System a
| January | #REF! | #REF! | 1 | #REF! | TE01
| February | #REF! | #REF! | 2 | #REF! | TE01
| March | #REF! | #REF! | 3 | #REF! | TE01
| April | #REF! | #REF! | 4 | #REF! | TE01
| May | #REF! | #REF! | 5 | #REF! | TE01
| June | #REF! | #REF! | 6 | #REF! | TE01
| July | #REF! | #REF! | 7 | #REF! | TE01
| August | #REF! | #REF! | 8 | #REF! | TE01
| September | #REF! | #REF! | 9 | #REF! | TE01
| October | #REF! | #REF! | 10 | #REF! | TE01
| November | #REF! | #REF! | 11 | #REF! | TE01
| December | #REF! | #REF! | 12 | #REF! | TE01
#REF!
| January | #REF! | #REF! | 1 | #REF! | TE01
| February | #REF! | #REF! | 2 | #REF! | TE01
| March | #REF! | #REF! | 3 | #REF! | TE01
| April | #REF! | #REF! | 4 | #REF! | TE01
| May | #REF! | #REF! | 5 | #REF! | TE01
| June | #REF! | #REF! | 6 | #REF! | TE01
| July | #REF! | #REF! | 7 | #REF! | TE01
| August | #REF! | #REF! | 8 | #REF! | TE01
| September | #REF! | #REF! | 9 | #REF! | TE01
| October | #REF! | #REF! | 10 | #REF! | TE01
| November | #REF! | #REF! | 11 | #REF! | TE01
| December | #REF! | #REF! | 12 | #REF! | TE01
a | These data include energy for Pennsylvania Power as well as the 3 Ohio companies.

## D5 OH
4901:5-5-05(B)(3)(a)
PUCO Form FE-D5: |  | Monthly Net Energy For Load Forecast
(Megawatt-Hours Per Year)
Total Ohio
Monthly Net Energy For Load Forecast
| #REF! | Ohio Service Area | System a
| January | #REF! | #REF!
| February | #REF! | #REF!
| March | #REF! | #REF!
| April | #REF! | #REF!
| May | #REF! | #REF!
| June | #REF! | #REF!
| July | #REF! | #REF!
| August | #REF! | #REF!
| September | #REF! | #REF!
| October | #REF! | #REF!
| November | #REF! | #REF!
| December | #REF! | #REF!
#REF!
| January | #REF! | #REF!
| February | #REF! | #REF!
| March | #REF! | #REF!
| April | #REF! | #REF!
| May | #REF! | #REF!
| June | #REF! | #REF!
| July | #REF! | #REF!
| August | #REF! | #REF!
| September | #REF! | #REF!
| October | #REF! | #REF!
| November | #REF! | #REF!
| December | #REF! | #REF!
a | These data include energy for Pennsylvania Power as well as the 3 Ohio companies.

## D6
4901:5-5-05(B)(3)(b)
PUCO Form FE-D6: |  |  | Monthly Peak Load Forecast
(Megawatts) a
Ohio Edison Company
|  | Monthly Native Load Forecast |  |  |  | Monthly Internal Load Forecastc
| #REF! | Ohio Service Area | Demand Responsec | Net | Systemb | Ohio Service Area | Systemb
| January | #REF! | #REF! | #REF! | #REF! | #REF! | #REF! | #REF! | 1 | OE | ATSI ZONE | Jan
| February | #REF! | #REF! | #REF! | #REF! | #REF! | #REF! | #REF! | 2 | OE | ATSI ZONE | Feb
| March | #REF! | #REF! | #REF! | #REF! | #REF! | #REF! | #REF! | 3 | OE | ATSI ZONE | Mar
| April | #REF! | #REF! | #REF! | #REF! | #REF! | #REF! | #REF! | 4 | OE | ATSI ZONE | Apr
| May | #REF! | #REF! | #REF! | #REF! | #REF! | #REF! | #REF! | 5 | OE | ATSI ZONE | May
| June | #REF! | #REF! | #REF! | #REF! | #REF! | #REF! | #REF! | 6 | OE | ATSI ZONE | Jun
| July | #REF! | #REF! | #REF! | #REF! | #REF! | #REF! | #REF! | 7 | OE | ATSI ZONE | Jul
| August | #REF! | #REF! | #REF! | #REF! | #REF! | #REF! | #REF! | 8 | OE | ATSI ZONE | Aug
| September | #REF! | #REF! | #REF! | #REF! | #REF! | #REF! | #REF! | 9 | OE | ATSI ZONE | Sep
| October | #REF! | #REF! | #REF! | #REF! | #REF! | #REF! | #REF! | 10 | OE | ATSI ZONE | Oct
| November | #REF! | #REF! | #REF! | #REF! | #REF! | #REF! | #REF! | 11 | OE | ATSI ZONE | Nov
| December | #REF! | #REF! | #REF! | #REF! | #REF! | #REF! | #REF! | 12 | OE | ATSI ZONE | Dec
#REF!
| January | #REF! | #REF! | #REF! | #REF! | #REF! | #REF! | #REF! | 1 | OE | ATSI ZONE | Jan
| February | #REF! | #REF! | #REF! | #REF! | #REF! | #REF! | #REF! | 2 | OE | ATSI ZONE | Feb
| March | #REF! | #REF! | #REF! | #REF! | #REF! | #REF! | #REF! | 3 | OE | ATSI ZONE | Mar
| April | #REF! | #REF! | #REF! | #REF! | #REF! | #REF! | #REF! | 4 | OE | ATSI ZONE | Apr
| May | #REF! | #REF! | #REF! | #REF! | #REF! | #REF! | #REF! | 5 | OE | ATSI ZONE | May
| June | #REF! | #REF! | #REF! | #REF! | #REF! | #REF! | #REF! | 6 | OE | ATSI ZONE | Jun
| July | #REF! | #REF! | #REF! | #REF! | #REF! | #REF! | #REF! | 7 | OE | ATSI ZONE | Jul
| August | #REF! | #REF! | #REF! | #REF! | #REF! | #REF! | #REF! | 8 | OE | ATSI ZONE | Aug
| September | #REF! | #REF! | #REF! | #REF! | #REF! | #REF! | #REF! | 9 | OE | ATSI ZONE | Sep
| October | #REF! | #REF! | #REF! | #REF! | #REF! | #REF! | #REF! | 10 | OE | ATSI ZONE | Oct
| November | #REF! | #REF! | #REF! | #REF! | #REF! | #REF! | #REF! | 11 | OE | ATSI ZONE | Nov
| December | #REF! | #REF! | #REF! | #REF! | #REF! | #REF! | #REF! | 12 | OE | ATSI ZONE | Dec
a | These data include energy for Pennsylvania Power as well as the 3 Ohio companies.
b | Internal Load equals Native plus Interruptible.
c | #REF!
4901:5-5-05(B)(3)(b)
PUCO Form FE-D6: |  |  | Monthly Peak Load Forecast
(Megawatts) a
The Cleveland Electric Illuminating Company
|  | Monthly Native Load Forecast |  |  |  | Monthly Internal Load Forecastc
| #REF! | Ohio Service Area | Demand Responsec | Net | Systemb | Ohio Service Area | Systemb
| January | #REF! | #REF! | #REF! | #REF! | #REF! | #REF! | #REF! | 1 | CEI |  | Jan
| February | #REF! | #REF! | #REF! | #REF! | #REF! | #REF! | #REF! | 2 | CEI |  | Feb
| March | #REF! | #REF! | #REF! | #REF! | #REF! | #REF! | #REF! | 3 | CEI |  | Mar
| April | #REF! | #REF! | #REF! | #REF! | #REF! | #REF! | #REF! | 4 | CEI |  | Apr
| May | #REF! | #REF! | #REF! | #REF! | #REF! | #REF! | #REF! | 5 | CEI |  | May
| June | #REF! | #REF! | #REF! | #REF! | #REF! | #REF! | #REF! | 6 | CEI |  | Jun
| July | #REF! | #REF! | #REF! | #REF! | #REF! | #REF! | #REF! | 7 | CEI |  | Jul
| August | #REF! | #REF! | #REF! | #REF! | #REF! | #REF! | #REF! | 8 | CEI |  | Aug
| September | #REF! | #REF! | #REF! | #REF! | #REF! | #REF! | #REF! | 9 | CEI |  | Sep
| October | #REF! | #REF! | #REF! | #REF! | #REF! | #REF! | #REF! | 10 | CEI |  | Oct
| November | #REF! | #REF! | #REF! | #REF! | #REF! | #REF! | #REF! | 11 | CEI |  | Nov
| December | #REF! | #REF! | #REF! | #REF! | #REF! | #REF! | #REF! | 12 | CEI |  | Dec
#REF!
| January | #REF! | #REF! | #REF! | #REF! | #REF! | #REF! | #REF! | 1 | CEI |  | Jan
| February | #REF! | #REF! | #REF! | #REF! | #REF! | #REF! | #REF! | 2 | CEI |  | Feb
| March | #REF! | #REF! | #REF! | #REF! | #REF! | #REF! | #REF! | 3 | CEI |  | Mar
| April | #REF! | #REF! | #REF! | #REF! | #REF! | #REF! | #REF! | 4 | CEI |  | Apr
| May | #REF! | #REF! | #REF! | #REF! | #REF! | #REF! | #REF! | 5 | CEI |  | May
| June | #REF! | #REF! | #REF! | #REF! | #REF! | #REF! | #REF! | 6 | CEI |  | Jun
| July | #REF! | #REF! | #REF! | #REF! | #REF! | #REF! | #REF! | 7 | CEI |  | Jul
| August | #REF! | #REF! | #REF! | #REF! | #REF! | #REF! | #REF! | 8 | CEI |  | Aug
| September | #REF! | #REF! | #REF! | #REF! | #REF! | #REF! | #REF! | 9 | CEI |  | Sep
| October | #REF! | #REF! | #REF! | #REF! | #REF! | #REF! | #REF! | 10 | CEI |  | Oct
| November | #REF! | #REF! | #REF! | #REF! | #REF! | #REF! | #REF! | 11 | CEI |  | Nov
| December | #REF! | #REF! | #REF! | #REF! | #REF! | #REF! | #REF! | 12 | CEI |  | Dec
a | These data include energy for Pennsylvania Power as well as the 3 Ohio companies.
b | Internal Load equals Native plus Interruptible.
c | #REF!
4901:5-5-05(B)(3)(b)
PUCO Form FE-D6: |  |  | Monthly Peak Load Forecast
(Megawatts) a
The Toledo Edison Company
|  | Monthly Native Load Forecast |  |  |  | Monthly Internal Load Forecastc
| #REF! | Ohio Service Area | Demand Responsec | Net | Systemb | Ohio Service Area | Systemb
| January | #REF! | #REF! | #REF! | #REF! | #REF! | #REF! | #REF! | 1 | TE |  | Jan
| February | #REF! | #REF! | #REF! | #REF! | #REF! | #REF! | #REF! | 2 | TE |  | Feb
| March | #REF! | #REF! | #REF! | #REF! | #REF! | #REF! | #REF! | 3 | TE |  | Mar
| April | #REF! | #REF! | #REF! | #REF! | #REF! | #REF! | #REF! | 4 | TE |  | Apr
| May | #REF! | #REF! | #REF! | #REF! | #REF! | #REF! | #REF! | 5 | TE |  | May
| June | #REF! | #REF! | #REF! | #REF! | #REF! | #REF! | #REF! | 6 | TE |  | Jun
| July | #REF! | #REF! | #REF! | #REF! | #REF! | #REF! | #REF! | 7 | TE |  | Jul
| August | #REF! | #REF! | #REF! | #REF! | #REF! | #REF! | #REF! | 8 | TE |  | Aug
| September | #REF! | #REF! | #REF! | #REF! | #REF! | #REF! | #REF! | 9 | TE |  | Sep
| October | #REF! | #REF! | #REF! | #REF! | #REF! | #REF! | #REF! | 10 | TE |  | Oct
| November | #REF! | #REF! | #REF! | #REF! | #REF! | #REF! | #REF! | 11 | TE |  | Nov
| December | #REF! | #REF! | #REF! | #REF! | #REF! | #REF! | #REF! | 12 | TE |  | Dec
#REF!
| January | #REF! | #REF! | #REF! | #REF! | #REF! | #REF! | #REF! | 1 | TE |  | Jan
| February | #REF! | #REF! | #REF! | #REF! | #REF! | #REF! | #REF! | 2 | TE |  | Feb
| March | #REF! | #REF! | #REF! | #REF! | #REF! | #REF! | #REF! | 3 | TE |  | Mar
| April | #REF! | #REF! | #REF! | #REF! | #REF! | #REF! | #REF! | 4 | TE |  | Apr
| May | #REF! | #REF! | #REF! | #REF! | #REF! | #REF! | #REF! | 5 | TE |  | May
| June | #REF! | #REF! | #REF! | #REF! | #REF! | #REF! | #REF! | 6 | TE |  | Jun
| July | #REF! | #REF! | #REF! | #REF! | #REF! | #REF! | #REF! | 7 | TE |  | Jul
| August | #REF! | #REF! | #REF! | #REF! | #REF! | #REF! | #REF! | 8 | TE |  | Aug
| September | #REF! | #REF! | #REF! | #REF! | #REF! | #REF! | #REF! | 9 | TE |  | Sep
| October | #REF! | #REF! | #REF! | #REF! | #REF! | #REF! | #REF! | 10 | TE |  | Oct
| November | #REF! | #REF! | #REF! | #REF! | #REF! | #REF! | #REF! | 11 | TE |  | Nov
| December | #REF! | #REF! | #REF! | #REF! | #REF! | #REF! | #REF! | 12 | TE |  | Dec
a | These data include energy for Pennsylvania Power as well as the 3 Ohio companies.
b | Internal Load equals Native plus Interruptible.
c | #REF!

## Resource Section
SECTION III
RESOURCE FORECAST FORMS

## R1
4901-5-5-06(A)(6)(a)
PUCO Form FE-R1: |  |  | Monthly Forecast of Electric Utility's Ohio Service Area Peak Load and Resources
Dedicated to Meet Ohio Service Area Peak Load
(Megawatts)
Ohio Edison Company
#REF!
|  | Jan | Feb | Mar | Apr | May | Jun | Jul | Aug | Sep | Oct | Nov | Dec
| Net Demonstrated Capability | 0 | 0 | 0 | 0 | 0 | 0 | 0 | 0 | 0 | 0 | 0 | 0
| Net Seasonal Capability | 0 | 0 | 0 | 0 | 0 | 0 | 0 | 0 | 0 | 0 | 0 | 0
| Purchases a | #REF! | #REF! | #REF! | #REF! | #REF! | #REF! | #REF! | #REF! | #REF! | #REF! | #REF! | #REF!
| Sales | 0 | 0 | 0 | 0 | 0 | 0 | 0 | 0 | 0 | 0 | 0 | 0
| Available Capability b | #REF! | #REF! | #REF! | #REF! | #REF! | #REF! | #REF! | #REF! | #REF! | #REF! | #REF! | #REF!
| Native Load | #REF! | #REF! | #REF! | #REF! | #REF! | #REF! | #REF! | #REF! | #REF! | #REF! | #REF! | #REF!
| Available Reserve c | #REF! | #REF! | #REF! | #REF! | #REF! | #REF! | #REF! | #REF! | #REF! | #REF! | #REF! | #REF!
| Internal Load d | #REF! | #REF! | #REF! | #REF! | #REF! | #REF! | #REF! | #REF! | #REF! | #REF! | #REF! | #REF!
| Reserve c e | #REF! | #REF! | #REF! | #REF! | #REF! | #REF! | #REF! | #REF! | #REF! | #REF! | #REF! | #REF!
#REF!
|  | Jan | Feb | Mar | Apr | May | Jun | Jul | Aug | Sep | Oct | Nov | Dec
| Net Demonstrated Capability | 0 | 0 | 0 | 0 | 0 | 0 | 0 | 0 | 0 | 0 | 0 | 0
| Net Seasonal Capability | 0 | 0 | 0 | 0 | 0 | 0 | 0 | 0 | 0 | 0 | 0 | 0
| Purchases a | #REF! | #REF! | #REF! | #REF! | #REF! | #REF! | #REF! | #REF! | #REF! | #REF! | #REF! | #REF!
| Sales | 0 | 0 | 0 | 0 | 0 | 0 | 0 | 0 | 0 | 0 | 0 | 0
| Available Capability b | #REF! | #REF! | #REF! | #REF! | #REF! | #REF! | #REF! | #REF! | #REF! | #REF! | #REF! | #REF!
| Native Load | #REF! | #REF! | #REF! | #REF! | #REF! | #REF! | #REF! | #REF! | #REF! | #REF! | #REF! | #REF!
| Available Reserve c | #REF! | #REF! | #REF! | #REF! | #REF! | #REF! | #REF! | #REF! | #REF! | #REF! | #REF! | #REF!
| Internal Load d | #REF! | #REF! | #REF! | #REF! | #REF! | #REF! | #REF! | #REF! | #REF! | #REF! | #REF! | #REF!
| Reserve c e | #REF! | #REF! | #REF! | #REF! | #REF! | #REF! | #REF! | #REF! | #REF! | #REF! | #REF! | #REF!
a | Capacity and energy obligations are served through Certified Retail Electric Suppliers or through power supply contracts.
b | Available Capability is equal to Net Seasonal Capability plus Purchases minus Sales.
c | All of the Companies' native load and internal load are served by Load Serving Entities (LSE), either as a Certified Retail Electric Supplier (CRES)
Supplier (CRES) or as suppliers for the Standard Service Offer (SSO). The reserves above are theoretical. The Companies currently are not
an LSE, and therefore do not have any reserves. Reserve requirements are supplied by the LSE.
d | Internal Load equals Native plus Interruptible.
e | Based upon the Forecast Pool Requirement as stated in PJM's "Reserve Requirement Study".
4901-5-5-06(A)(6)(a)
PUCO Form FE-R1: |  | #REF! Feb: Monthly Forecast of Electric Utility's Ohio Service Area Peak Load and Resources
Dedicated to Meet Ohio Service Area Peak Load
(Megawatts)
The Cleveland Electric Illuminating Company
#REF!
|  | Jan | Feb | Mar | Apr | May | Jun | Jul | Aug | Sep | Oct | Nov | Dec
Net Demonstrated Capability
Net Seasonal Capability
| Purchases a | #REF! | #REF! | #REF! | #REF! | #REF! | #REF! | #REF! | #REF! | #REF! | #REF! | #REF! | #REF!
| Sales | 0 | 0 | 0 | 0 | 0 | 0 | 0 | 0 | 0 | 0 | 0 | 0
| Available Capability b | #REF! | #REF! | #REF! | #REF! | #REF! | #REF! | #REF! | #REF! | #REF! | #REF! | #REF! | #REF!
| Native Load | #REF! | #REF! | #REF! | #REF! | #REF! | #REF! | #REF! | #REF! | #REF! | #REF! | #REF! | #REF!
| Available Reserve c | #REF! | #REF! | #REF! | #REF! | #REF! | #REF! | #REF! | #REF! | #REF! | #REF! | #REF! | #REF!
| Internal Load d | #REF! | #REF! | #REF! | #REF! | #REF! | #REF! | #REF! | #REF! | #REF! | #REF! | #REF! | #REF!
| Reserve c e | #REF! | #REF! | #REF! | #REF! | #REF! | #REF! | #REF! | #REF! | #REF! | #REF! | #REF! | #REF!
#REF!
|  | Jan | Feb | Mar | Apr | May | Jun | Jul | Aug | Sep | Oct | Nov | Dec
Net Demonstrated Capability
Net Seasonal Capability
| Purchases a | #REF! | #REF! | #REF! | #REF! | #REF! | #REF! | #REF! | #REF! | #REF! | #REF! | #REF! | #REF!
| Sales | 0 | 0 | 0 | 0 | 0 | 0 | 0 | 0 | 0 | 0 | 0 | 0
| Available Capability b | #REF! | #REF! | #REF! | #REF! | #REF! | #REF! | #REF! | #REF! | #REF! | #REF! | #REF! | #REF!
| Native Load | #REF! | #REF! | #REF! | #REF! | #REF! | #REF! | #REF! | #REF! | #REF! | #REF! | #REF! | #REF!
| Available Reserve c | #REF! | #REF! | #REF! | #REF! | #REF! | #REF! | #REF! | #REF! | #REF! | #REF! | #REF! | #REF!
| Internal Load d | #REF! | #REF! | #REF! | #REF! | #REF! | #REF! | #REF! | #REF! | #REF! | #REF! | #REF! | #REF!
| Reserve c e | #REF! | #REF! | #REF! | #REF! | #REF! | #REF! | #REF! | #REF! | #REF! | #REF! | #REF! | #REF!
a | Capacity and energy obligations are served through Certified Retail Electric Suppliers or through power supply contracts.
b | Available Capability is equal to Net Seasonal Capability plus Purchases minus Sales.
c | All of the Companies' native load and internal load are served by Load Serving Entities (LSE), either as a Certified Retail Electric Supplier (CRES)
Supplier (CRES) or as suppliers for the Standard Service Offer (SSO). The reserves above are theoretical. The Companies currently are not
an LSE, and therefore do not have any reserves. Reserve requirements are supplied by the LSE.
d | Internal Load equals Native plus Interruptible.
e | Based upon the Forecast Pool Requirement as stated in PJM's "Reserve Requirement Study".
4901-5-5-06(A)(6)(a)
PUCO Form FE-R1: |  | #REF! Feb: Monthly Forecast of Electric Utility's Ohio Service Area Peak Load and Resources
Dedicated to Meet Ohio Service Area Peak Load
(Megawatts)
The Toledo Edison Company
#REF!
|  | Jan | Feb | Mar | Apr | May | Jun | Jul | Aug | Sep | Oct | Nov | Dec
Net Demonstrated Capability
| Purchases a | #REF! | #REF! | #REF! | #REF! | #REF! | #REF! | #REF! | #REF! | #REF! | #REF! | #REF! | #REF!
| Sales | 0 | 0 | 0 | 0 | 0 | 0 | 0 | 0 | 0 | 0 | 0 | 0
| Available Capability b | #REF! | #REF! | #REF! | #REF! | #REF! | #REF! | #REF! | #REF! | #REF! | #REF! | #REF! | #REF!
| Native Load | #REF! | #REF! | #REF! | #REF! | #REF! | #REF! | #REF! | #REF! | #REF! | #REF! | #REF! | #REF!
| Available Reserve c | #REF! | #REF! | #REF! | #REF! | #REF! | #REF! | #REF! | #REF! | #REF! | #REF! | #REF! | #REF!
| Internal Load d | #REF! | #REF! | #REF! | #REF! | #REF! | #REF! | #REF! | #REF! | #REF! | #REF! | #REF! | #REF!
| Reserve c e | #REF! | #REF! | #REF! | #REF! | #REF! | #REF! | #REF! | #REF! | #REF! | #REF! | #REF! | #REF!
#REF!
|  | Jan | Feb | Mar | Apr | May | Jun | Jul | Aug | Sep | Oct | Nov | Dec
Net Demonstrated Capability
Net Seasonal Capability
| Purchases a | #REF! | #REF! | #REF! | #REF! | #REF! | #REF! | #REF! | #REF! | #REF! | #REF! | #REF! | #REF!
| Sales | 0 | 0 | 0 | 0 | 0 | 0 | 0 | 0 | 0 | 0 | 0 | 0
| Available Capability b | #REF! | #REF! | #REF! | #REF! | #REF! | #REF! | #REF! | #REF! | #REF! | #REF! | #REF! | #REF!
| Native Load | #REF! | #REF! | #REF! | #REF! | #REF! | #REF! | #REF! | #REF! | #REF! | #REF! | #REF! | #REF!
| Available Reserve c | #REF! | #REF! | #REF! | #REF! | #REF! | #REF! | #REF! | #REF! | #REF! | #REF! | #REF! | #REF!
| Internal Load d | #REF! | #REF! | #REF! | #REF! | #REF! | #REF! | #REF! | #REF! | #REF! | #REF! | #REF! | #REF!
| Reserve c e | #REF! | #REF! | #REF! | #REF! | #REF! | #REF! | #REF! | #REF! | #REF! | #REF! | #REF! | #REF!
a | Capacity and energy obligations are served through Certified Retail Electric Suppliers or through power supply contracts.
b | Available Capability is equal to Net Seasonal Capability plus Purchases minus Sales.
c | All of the Companies' native load and internal load are served by Load Serving Entities (LSE), either as a Certified Retail Electric Supplier (CRES)
Supplier (CRES) or as suppliers for the Standard Service Offer (SSO). The reserves above are theoretical. The Companies currently are not
an LSE, and therefore do not have any reserves. Reserve requirements are supplied by the LSE.
d | Internal Load equals Native plus Interruptible.
e | Based upon the Forecast Pool Requirement as stated in PJM's "Reserve Requirement Study".

## R2
4901-5-5-06(A)(6)(b)
PUCO Form FE-R2: |  |  | Monthly Forecast of System Peak Load and Resources Dedicated to Meet System Peak Load
(Megawatts)
FirstEnergy System f
#REF!
|  | Jan | Feb | Mar | Apr | May | Jun | Jul | Aug | Sep | Oct | Nov | Dec
| Net Demonstrated Capability | 0 | 0 | 0 | 0 | 0 | 0 | 0 | 0 | 0 | 0 | 0 | 0
| Net Seasonal Capability | 0 | 0 | 0 | 0 | 0 | 0 | 0 | 0 | 0 | 0 | 0 | 0
| Purchases a | #REF! | #REF! | #REF! | #REF! | #REF! | #REF! | #REF! | #REF! | #REF! | #REF! | #REF! | #REF!
| Sales | 0 | 0 | 0 | 0 | 0 | 0 | 0 | 0 | 0 | 0 | 0 | 0
| Available Capability b | #REF! | #REF! | #REF! | #REF! | #REF! | #REF! | #REF! | #REF! | #REF! | #REF! | #REF! | #REF!
| Native Load | #REF! | #REF! | #REF! | #REF! | #REF! | #REF! | #REF! | #REF! | #REF! | #REF! | #REF! | #REF!
| Available Reserve c | #REF! | #REF! | #REF! | #REF! | #REF! | #REF! | #REF! | #REF! | #REF! | #REF! | #REF! | #REF!
| Internal Load d | #REF! | #REF! | #REF! | #REF! | #REF! | #REF! | #REF! | #REF! | #REF! | #REF! | #REF! | #REF!
| Reserve c e | #REF! | #REF! | #REF! | #REF! | #REF! | #REF! | #REF! | #REF! | #REF! | #REF! | #REF! | #REF!
#REF!
|  | Jan | Feb | Mar | Apr | May | Jun | Jul | Aug | Sep | Oct | Nov | Dec
| Net Demonstrated Capability | 0 | 0 | 0 | 0 | 0 | 0 | 0 | 0 | 0 | 0 | 0 | 0
| Net Seasonal Capability | 0 | 0 | 0 | 0 | 0 | 0 | 0 | 0 | 0 | 0 | 0 | 0
| Purchases a | #REF! | #REF! | #REF! | #REF! | #REF! | #REF! | #REF! | #REF! | #REF! | #REF! | #REF! | #REF!
| Sales | 0 | 0 | 0 | 0 | 0 | 0 | 0 | 0 | 0 | 0 | 0 | 0
| Available Capability b | #REF! | #REF! | #REF! | #REF! | #REF! | #REF! | #REF! | #REF! | #REF! | #REF! | #REF! | #REF!
| Native Load | #REF! | #REF! | #REF! | #REF! | #REF! | #REF! | #REF! | #REF! | #REF! | #REF! | #REF! | #REF!
| Available Reserve c | #REF! | #REF! | #REF! | #REF! | #REF! | #REF! | #REF! | #REF! | #REF! | #REF! | #REF! | #REF!
| Internal Load d | #REF! | #REF! | #REF! | #REF! | #REF! | #REF! | #REF! | #REF! | #REF! | #REF! | #REF! | #REF!
| Reserve c e | #REF! | #REF! | #REF! | #REF! | #REF! | #REF! | #REF! | #REF! | #REF! | #REF! | #REF! | #REF!
a | Capacity and energy obligations are served through Certified Retail Electric Suppliers or through power supply contracts.
b | Available Capability is equal to Net Seasonal Capability plus Purchases minus Sales.
c | All of the Companies' native load and internal load are served by Load Serving Entities (LSE), either as a Certified Retail Electric Supplier (CRES)
Supplier (CRES) or as suppliers for the Standard Service Offer (SSO). The reserves above are theoretical. The Companies currently are not
an LSE, and therefore do not have any reserves. Reserve requirements are supplied by the LSE.
d | Internal Load equals Native plus Interruptible.
e | Based upon the Forecast Pool Requirement as stated in PJM's "Reserve Requirement Study".
f | These data include energy for Pennsylvania Power as well as the 3 Ohio companies.

## R3
4901-5-5-06(A)(6)(c)
PUCO Form FE-R3: |  |  | Summary of Existing Electric Generation Facilities for the System a
(as of 12/31/2017)
| Station Name & Location | Unit No. | Type of Units | Date of First On-Line Service | Expected Retirement Date | Generation Summer (MW) | Generation Winter (MW) | Environmental Protection Measures
a | Not applicable

## R4
4901-5-5-06(A)(6)(d)(i)
PUCO Form FE-R4: |  | Actual Generating Capability Dedicated to Meet Ohio Peak Load a
(as of 12/31/2017)
|  | Unit Designation |  | Seasonal
| Year/Season | Unit Name | Description | Total
a | Not applicable

## R5
4901-5-5-06(A)(6)(d)(ii)
PUCO Form FE-R5: |  | Projected Generating Capability Changes To Meet Future Ohio Peak Load a
|  | Unit Designation |  | Capability | Seasonal
| Year/Season | Unit Name | Description | Changes | Total
a | The companies do not own or operate generation.

## R6
4901-5-5-06(A)(6)(d)(iii)
PUCO Form FE-R6: | Electric Utility's Actual and Forecast Ohio Peak Load and Resources
Dedicated to Meet Electric Utility's Ohio Peak Load
(Megawatts) - Summer Season
Ohio Edison Company | [8 empty] | 2018 | 2019 | 2020 | 2021 | 2022 | 2023 | 2024 | 2025 | 2026 | 2027 | 2028 | 2029 | 2030 | 2031 | 2032 | 2033 | 2034 | 2035
| (-5) | (-4) | (-3) | (-2) | (-1) | (0) | (1) | (2) | 9.05% | 8.95% | 8.82% | 8.71% | 9.06% | 9.3% | #REF! | #REF! | #REF! | #REF! | #REF! | #REF! | #REF! | #REF! | #REF! | #REF! | #REF! | #REF!
| #REF! | #REF! | #REF! | #REF! | #REF! | #REF! | #REF! | #REF!
Net Demonstrated Capability | 0 | 0 | 0 | 0 | 0 | 0 | 0 | 0
Net Seasonal Capability | 0 | 0 | 0 | 0 | 0 | 0 | 0 | 0
Purchases a | #REF! | #REF! | #REF! | #REF! | #REF! | #REF! | #REF! | #REF!
Sales | 0 | 0 | 0 | 0 | 0 | 0 | 0 | 0
Available Capability b | #REF! | #REF! | #REF! | #REF! | #REF! | #REF! | #REF! | #REF!
Native Load | #REF! | #REF! | #REF! | #REF! | #REF! | #REF! | #REF! | #REF!
Available Reserve c | #REF! | #REF! | #REF! | #REF! | #REF! | #REF! | #REF! | #REF!
Internal Load d | #REF! | #REF! | #REF! | #REF! | #REF! | #REF! | #REF! | #REF!
Reserve c e | #REF! | #REF! | #REF! | #REF! | #REF! | #REF! | #REF! | #REF!
| (3) | (4) | (5) | (6) | (7) | (8) | (9) | (10)
| #REF! | #REF! | #REF! | #REF! | #REF! | #REF! | #REF! | #REF!
Net Demonstrated Capability | 0 | 0 | 0 | 0 | 0 | 0 | 0 | 0
Net Seasonal Capability | 0 | 0 | 0 | 0 | 0 | 0 | 0 | 0
Purchases a | #REF! | #REF! | #REF! | #REF! | #REF! | #REF! | #REF! | #REF!
Sales | 0 | 0 | 0 | 0 | 0 | 0 | 0 | 0
Available Capability b | #REF! | #REF! | #REF! | #REF! | #REF! | #REF! | #REF! | #REF!
Native Load | #REF! | #REF! | #REF! | #REF! | #REF! | #REF! | #REF! | #REF!
Available Reserve c | #REF! | #REF! | #REF! | #REF! | #REF! | #REF! | #REF! | #REF!
Internal Load d | #REF! | #REF! | #REF! | #REF! | #REF! | #REF! | #REF! | #REF!
Reserve c e | #REF! | #REF! | #REF! | #REF! | #REF! | #REF! | #REF! | #REF!
a Capacity and energy obligations are served through Certified Retail Electric Suppliers or through power supply contracts.
b Available Capability is equal to Net Seasonal Capability plus Purchases minus Sales.
c All of the Companies native load and internal load is served by Load Serving Entities (LSE), either as a Certified Retail Electric Supplier (CRES) or as suppliers for the Standard Service Offer (SSO). The reserves above are theoretical. The Companies currently are not an LSE, therefore, do not have any reserves. Reserve requirements are supplied by the LSE.
d Internal Load equals Native plus Interruptible.
e Based upon the Forecast Pool Requirement as stated in PJM's "Reserve Requirement Study".
4901-5-5-06(A)(6)(d)(iii)
PUCO Form FE-R6: | (3): Electric Utility's Actual and Forecast Ohio Peak Load and Resources
Dedicated to Meet Electric Utility's Ohio Peak Load
(Megawatts) - Summer Season
The Cleveland Electric Illuminating Company
| (-5) | (-4) | (-3) | (-2) | (-1) | (0) | (1) | (2)
| #REF! | #REF! | #REF! | #REF! | #REF! | #REF! | #REF! | #REF!
Net Demonstrated Capability | 0 | 0 | 0 | 0 | 0 | 0 | 0 | 0
Net Seasonal Capability | 0 | 0 | 0 | 0 | 0 | 0 | 0 | 0
Purchases a | #REF! | #REF! | #REF! | #REF! | #REF! | #REF! | #REF! | #REF!
Sales | 0 | 0 | 0 | 0 | 0 | 0 | 0 | 0
Available Capability b | #REF! | #REF! | #REF! | #REF! | #REF! | #REF! | #REF! | #REF!
Native Load | #REF! | #REF! | #REF! | #REF! | #REF! | #REF! | #REF! | #REF!
Available Reserve c | #REF! | #REF! | #REF! | #REF! | #REF! | #REF! | #REF! | #REF!
Internal Load d | #REF! | #REF! | #REF! | #REF! | #REF! | #REF! | #REF! | #REF!
Reserve c e | #REF! | #REF! | #REF! | #REF! | #REF! | #REF! | #REF! | #REF!
| (3) | (4) | (5) | (6) | (7) | (8) | (9) | (10)
| #REF! | #REF! | #REF! | #REF! | #REF! | #REF! | #REF! | #REF!
Net Demonstrated Capability
Net Seasonal Capability
Purchases a | #REF! | #REF! | #REF! | #REF! | #REF! | #REF! | #REF! | #REF!
Sales | 0 | 0 | 0 | 0 | 0 | 0 | 0 | 0
Available Capability b | #REF! | #REF! | #REF! | #REF! | #REF! | #REF! | #REF! | #REF!
Native Load | #REF! | #REF! | #REF! | #REF! | #REF! | #REF! | #REF! | #REF!
Available Reserve c | #REF! | #REF! | #REF! | #REF! | #REF! | #REF! | #REF! | #REF!
Internal Load d | #REF! | #REF! | #REF! | #REF! | #REF! | #REF! | #REF! | #REF!
Reserve c e | #REF! | #REF! | #REF! | #REF! | #REF! | #REF! | #REF! | #REF!
a Capacity and energy obligations are served through Certified Retail Electric Suppliers or through power supply contracts.
b Available Capability is equal to Net Seasonal Capability plus Purchases minus Sales.
c All of the Companies native load and internal load is served by Load Serving Entities (LSE), either as a Certified Retail Electric Supplier (CRES) or as suppliers for the Standard Service Offer (SSO). The reserves above are theoretical. The Companies currently are not an LSE, therefore, do not have any reserves. Reserve requirements are supplied by the LSE.
d Internal Load equals Native plus Interruptible.
e Based upon the Forecast Pool Requirement as stated in PJM's "Reserve Requirement Study".
4901-5-5-06(A)(6)(d)(iii)
PUCO Form FE-R6: | (3): Electric Utility's Actual and Forecast Ohio Peak Load and Resources
Dedicated to Meet Electric Utility's Ohio Peak Load
(Megawatts) - Summer Season
The Toledo Edison Company
| (-5) | (-4) | (-3) | (-2) | (-1) | (0) | (1) | (2)
| #REF! | #REF! | #REF! | #REF! | #REF! | #REF! | #REF! | #REF!
Net Demonstrated Capability | 0 | 0 | 0 | 0 | 0 | 0 | 0 | 0
Net Seasonal Capability | 0 | 0 | 0 | 0 | 0 | 0 | 0 | 0
Purchases a | #REF! | #REF! | #REF! | #REF! | #REF! | #REF! | #REF! | #REF!
Sales | 0 | 0 | 0 | 0 | 0 | 0 | 0 | 0
Available Capability b | #REF! | #REF! | #REF! | #REF! | #REF! | #REF! | #REF! | #REF!
Native Load | #REF! | #REF! | #REF! | #REF! | #REF! | #REF! | #REF! | #REF!
Available Reserve c | #REF! | #REF! | #REF! | #REF! | #REF! | #REF! | #REF! | #REF!
Internal Load d | #REF! | #REF! | #REF! | #REF! | #REF! | #REF! | #REF! | #REF!
Reserve c e | #REF! | #REF! | #REF! | #REF! | #REF! | #REF! | #REF! | #REF!
| (3) | (4) | (5) | (6) | (7) | (8) | (9) | (10)
| #REF! | #REF! | #REF! | #REF! | #REF! | #REF! | #REF! | #REF!
Net Demonstrated Capability | 0 | 0 | 0 | 0 | 0 | 0 | 0 | 0
Net Seasonal Capability | 0 | 0 | 0 | 0 | 0 | 0 | 0 | 0
Purchases a | #REF! | #REF! | #REF! | #REF! | #REF! | #REF! | #REF! | #REF!
Sales | 0 | 0 | 0 | 0 | 0 | 0 | 0 | 0
Available Capability b | #REF! | #REF! | #REF! | #REF! | #REF! | #REF! | #REF! | #REF!
Native Load | #REF! | #REF! | #REF! | #REF! | #REF! | #REF! | #REF! | #REF!
Available Reserve c | #REF! | #REF! | #REF! | #REF! | #REF! | #REF! | #REF! | #REF!
Internal Load d | #REF! | #REF! | #REF! | #REF! | #REF! | #REF! | #REF! | #REF!
Reserve c e | #REF! | #REF! | #REF! | #REF! | #REF! | #REF! | #REF! | #REF!
a Capacity and energy obligations are served through Certified Retail Electric Suppliers or through power supply contracts.
b Available Capability is equal to Net Seasonal Capability plus Purchases minus Sales.
c All of the Companies native load and internal load is served by Load Serving Entities (LSE), either as a Certified Retail Electric Supplier (CRES) or as suppliers for the Standard Service Offer (SSO). The reserves above are theoretical. The Companies currently are not an LSE, therefore, do not have any reserves. Reserve requirements are supplied by the LSE.
d Internal Load equals Native plus Interruptible.
e Based upon the Forecast Pool Requirement as stated in PJM's "Reserve Requirement Study".

## R7
4901-5-5-06(A)(6)(d)(iv)
PUCO Form FE-R7: | Actual and Forecast System Peak Load and Resources Dedicated to Meet System Peak Load
(Megawatts) - Summer Season
FirstEnergy System f
| (-5) | (-4) | (-3) | (-2) | (-1) | (0) | (1) | (2)
| #REF! | #REF! | #REF! | #REF! | #REF! | #REF! | #REF! | #REF!
Net Demonstrated Capability | 0 | 0 | 0 | 0 | 0 | 0 | 0 | 0
Net Seasonal Capability | 0 | 0 | 0 | 0 | 0 | 0 | 0 | 0
Purchases a | #REF! | #REF! | #REF! | #REF! | #REF! | #REF! | #REF! | #REF!
Sales | 0 | 0 | 0 | 0 | 0 | 0 | 0 | 0
Available Capability b | #REF! | #REF! | #REF! | #REF! | #REF! | #REF! | #REF! | #REF!
Native Load | #REF! | #REF! | #REF! | #REF! | #REF! | #REF! | #REF! | #REF!
Available Reserve c | #REF! | #REF! | #REF! | #REF! | #REF! | #REF! | #REF! | #REF!
Internal Load d | #REF! | #REF! | #REF! | #REF! | #REF! | #REF! | #REF! | #REF!
Reserve c e | #REF! | #REF! | #REF! | #REF! | #REF! | #REF! | #REF! | #REF!
| (3) | (4) | (5) | (6) | (7) | (8) | (9) | (10)
| #REF! | #REF! | #REF! | #REF! | #REF! | #REF! | #REF! | #REF!
Net Demonstrated Capability | 0 | 0 | 0 | 0 | 0 | 0 | 0 | 0
Net Seasonal Capability | 0 | 0 | 0 | 0 | 0 | 0 | 0 | 0
Purchases a | #REF! | #REF! | #REF! | #REF! | #REF! | #REF! | #REF! | #REF!
Sales | 0 | 0 | 0 | 0 | 0 | 0 | 0 | 0
Available Capability b | #REF! | #REF! | #REF! | #REF! | #REF! | #REF! | #REF! | #REF!
Native Load | #REF! | #REF! | #REF! | #REF! | #REF! | #REF! | #REF! | #REF!
Available Reserve c | #REF! | #REF! | #REF! | #REF! | #REF! | #REF! | #REF! | #REF!
Internal Load d | #REF! | #REF! | #REF! | #REF! | #REF! | #REF! | #REF! | #REF!
Reserve c e | #REF! | #REF! | #REF! | #REF! | #REF! | #REF! | #REF! | #REF!
a Capacity and energy obligations are served through Certified Retail Electric Suppliers or through power supply contracts.
b Available Capability is equal to Net Seasonal Capability plus Purchases minus Sales.
c All of the Companies native load and internal load is served by Load Serving Entities (LSE), either as a Certified Retail Electric Supplier (CRES) or as suppliers for the Standard Service Offer (SSO). The reserves above are theoretical. The Companies currently are not an LSE, therefore, do not have any reserves. Reserve requirements are supplied by the LSE.
d Internal Load equals Native plus Interruptible.
e Based upon the Forecast Pool Requirement as stated in PJM's "Reserve Requirement Study".
f These data include energy for Pennsylvania Power as well as the 3 Ohio companies.

## R8
4901-5-5-06(A)(6)(d)(v)
PUCO Form FE-R8: | Electric Utility's Actual and Forecast Ohio Peak Load and Resources
Dedicated to Meet Electric Utility's Ohio Peak Load
(Megawatts) - Winter Season
Ohio Edison Company
| (-5) | (-4) | (-3) | (-2) | (-1) | (0) | (1) | (2)
| #REF! | #REF! | #REF! | #REF! | #REF! | #REF! | #REF! | #REF!
Net Demonstrated Capability | 0 | 0 | 0 | 0 | 0 | 0 | 0 | 0
Net Seasonal Capability | 0 | 0 | 0 | 0 | 0 | 0 | 0 | 0
Purchases a | #REF! | #REF! | #REF! | #REF! | #REF! | #REF! | #REF! | #REF!
Sales | 0 | 0 | 0 | 0 | 0 | 0 | 0 | 0
Available Capability b | #REF! | #REF! | #REF! | #REF! | #REF! | #REF! | #REF! | #REF!
Native Load | #REF! | #REF! | #REF! | #REF! | #REF! | #REF! | #REF! | #REF!
Available Reserve c | #REF! | #REF! | #REF! | #REF! | #REF! | #REF! | #REF! | #REF!
Internal Load d | #REF! | #REF! | #REF! | #REF! | #REF! | #REF! | #REF! | #REF!
Reserve c e | #REF! | #REF! | #REF! | #REF! | #REF! | #REF! | #REF! | #REF!
| (3) | (4) | (5) | (6) | (7) | (8) | (9) | (10)
| #REF! | #REF! | #REF! | #REF! | #REF! | #REF! | #REF! | #REF!
Net Demonstrated Capability | 0 | 0 | 0 | 0 | 0 | 0 | 0 | 0
Net Seasonal Capability | 0 | 0 | 0 | 0 | 0 | 0 | 0 | 0
Purchases a | #REF! | #REF! | #REF! | #REF! | #REF! | #REF! | #REF! | #REF!
Sales | 0 | 0 | 0 | 0 | 0 | 0 | 0 | 0
Available Capability b | #REF! | #REF! | #REF! | #REF! | #REF! | #REF! | #REF! | #REF!
Native Load | #REF! | #REF! | #REF! | #REF! | #REF! | #REF! | #REF! | #REF!
Available Reserve c | #REF! | #REF! | #REF! | #REF! | #REF! | #REF! | #REF! | #REF!
Internal Load d | #REF! | #REF! | #REF! | #REF! | #REF! | #REF! | #REF! | #REF!
Reserve c e | #REF! | #REF! | #REF! | #REF! | #REF! | #REF! | #REF! | #REF!
a Capacity and energy obligations are served through Certified Retail Electric Suppliers or through power supply contracts.
b Available Capability is equal to Net Seasonal Capability plus Purchases minus Sales.
c All of the Companies native load and internal load is served by Load Serving Entities (LSE), either as a Certified Retail Electric Supplier (CRES) or as suppliers for the Standard Service Offer (SSO). The reserves above are theoretical. The Companies currently are not an LSE, therefore, do not have any reserves. Reserve requirements are supplied by the LSE.
d Internal Load equals Native plus Interruptible.
e Based upon the Forecast Pool Requirement as stated in PJM's "Reserve Requirement Study".
4901-5-5-06(A)(6)(d)(v)
PUCO Form FE-R8: | (3): Electric Utility's Actual and Forecast Ohio Peak Load and Resources
Dedicated to Meet Electric Utility's Ohio Peak Load
(Megawatts) - Winter Season
The Cleveland Electric Illuminating Company
| (-5) | (-4) | (-3) | (-2) | (-1) | (0) | (1) | (2)
| #REF! | #REF! | #REF! | #REF! | #REF! | #REF! | #REF! | #REF!
Net Demonstrated Capability | 0 | 0 | 0 | 0 | 0 | 0 | 0 | 0
Net Seasonal Capability | 0 | 0 | 0 | 0 | 0 | 0 | 0 | 0
Purchases a | #REF! | #REF! | #REF! | #REF! | #REF! | #REF! | #REF! | #REF!
Sales | 0 | 0 | 0 | 0 | 0 | 0 | 0 | 0
Available Capability b | #REF! | #REF! | #REF! | #REF! | #REF! | #REF! | #REF! | #REF!
Native Load | #REF! | #REF! | #REF! | #REF! | #REF! | #REF! | #REF! | #REF!
Available Reserve c | #REF! | #REF! | #REF! | #REF! | #REF! | #REF! | #REF! | #REF!
Internal Load d | #REF! | #REF! | #REF! | #REF! | #REF! | #REF! | #REF! | #REF!
Reserve c e | #REF! | #REF! | #REF! | #REF! | #REF! | #REF! | #REF! | #REF!
| (3) | (4) | (5) | (6) | (7) | (8) | (9) | (10)
| #REF! | #REF! | #REF! | #REF! | #REF! | #REF! | #REF! | #REF!
Net Demonstrated Capability | 0 | 0 | 0 | 0 | 0 | 0 | 0 | 0
Net Seasonal Capability | 0 | 0 | 0 | 0 | 0 | 0 | 0 | 0
Purchases a | #REF! | #REF! | #REF! | #REF! | #REF! | #REF! | #REF! | #REF!
Sales | 0 | 0 | 0 | 0 | 0 | 0 | 0 | 0
Available Capability b | #REF! | #REF! | #REF! | #REF! | #REF! | #REF! | #REF! | #REF!
Native Load | #REF! | #REF! | #REF! | #REF! | #REF! | #REF! | #REF! | #REF!
Available Reserve c | #REF! | #REF! | #REF! | #REF! | #REF! | #REF! | #REF! | #REF!
Internal Load d | #REF! | #REF! | #REF! | #REF! | #REF! | #REF! | #REF! | #REF!
Reserve c e | #REF! | #REF! | #REF! | #REF! | #REF! | #REF! | #REF! | #REF!
a Capacity and energy obligations are served through Certified Retail Electric Suppliers or through power supply contracts.
b Available Capability is equal to Net Seasonal Capability plus Purchases minus Sales.
c All of the Companies native load and internal load is served by Load Serving Entities (LSE), either as a Certified Retail Electric Supplier (CRES) or as suppliers for the Standard Service Offer (SSO). The reserves above are theoretical. The Companies currently are not an LSE, therefore, do not have any reserves. Reserve requirements are supplied by the LSE.
d Internal Load equals Native plus Interruptible.
e Based upon the Forecast Pool Requirement as stated in PJM's "Reserve Requirement Study".
4901-5-5-06(A)(6)(d)(v)
PUCO Form FE-R8: | (3): Electric Utility's Actual and Forecast Ohio Peak Load and Resources
Dedicated to Meet Electric Utility's Ohio Peak Load
(Megawatts) - Winter Season
The Toledo Edison Company
| (-5) | (-4) | (-3) | (-2) | (-1) | (0) | (1) | (2)
| #REF! | #REF! | #REF! | #REF! | #REF! | #REF! | #REF! | #REF!
Net Demonstrated Capability | 0 | 0 | 0 | 0 | 0 | 0 | 0 | 0
Net Seasonal Capability | 0 | 0 | 0 | 0 | 0 | 0 | 0 | 0
Purchases a | #REF! | #REF! | #REF! | #REF! | #REF! | #REF! | #REF! | #REF!
Sales | 0 | 0 | 0 | 0 | 0 | 0 | 0 | 0
Available Capability b | #REF! | #REF! | #REF! | #REF! | #REF! | #REF! | #REF! | #REF!
Native Load | #REF! | #REF! | #REF! | #REF! | #REF! | #REF! | #REF! | #REF!
Available Reserve c | #REF! | #REF! | #REF! | #REF! | #REF! | #REF! | #REF! | #REF!
Internal Load d | #REF! | #REF! | #REF! | #REF! | #REF! | #REF! | #REF! | #REF!
Reserve c e | #REF! | #REF! | #REF! | #REF! | #REF! | #REF! | #REF! | #REF!
| (3) | (4) | (5) | (6) | (7) | (8) | (9) | (10)
| #REF! | #REF! | #REF! | #REF! | #REF! | #REF! | #REF! | #REF!
Net Demonstrated Capability | 0 | 0 | 0 | 0 | 0 | 0 | 0 | 0
Net Seasonal Capability | 0 | 0 | 0 | 0 | 0 | 0 | 0 | 0
Purchases a | #REF! | #REF! | #REF! | #REF! | #REF! | #REF! | #REF! | #REF!
Sales | 0 | 0 | 0 | 0 | 0 | 0 | 0 | 0
Available Capability b | #REF! | #REF! | #REF! | #REF! | #REF! | #REF! | #REF! | #REF!
Native Load | #REF! | #REF! | #REF! | #REF! | #REF! | #REF! | #REF! | #REF!
Available Reserve c | #REF! | #REF! | #REF! | #REF! | #REF! | #REF! | #REF! | #REF!
Internal Load d | #REF! | #REF! | #REF! | #REF! | #REF! | #REF! | #REF! | #REF!
Reserve c e | #REF! | #REF! | #REF! | #REF! | #REF! | #REF! | #REF! | #REF!
a Capacity and energy obligations are served through Certified Retail Electric Suppliers or through power supply contracts.
b Available Capability is equal to Net Seasonal Capability plus Purchases minus Sales.
c All of the Companies native load and internal load is served by Load Serving Entities (LSE), either as a Certified Retail Electric Supplier (CRES) or as suppliers for the Standard Service Offer (SSO). The reserves above are theoretical. The Companies currently are not an LSE, therefore, do not have any reserves. Reserve requirements are supplied by the LSE.
d Internal Load equals Native plus Interruptible.
e Based upon the Forecast Pool Requirement as stated in PJM's "Reserve Requirement Study".

## R9
4901-5-5-06(A)(6)(d)(vi)
PUCO Form FE-R9: | Actual and Forecast System Peak Load and Resources Dedicated to Meet System Peak Load
(Megawatts) - Winter Season
FirstEnergy System f
| (-5) | (-4) | (-3) | (-2) | (-1) | (0) | (1) | (2)
| #REF! | #REF! | #REF! | #REF! | #REF! | #REF! | #REF! | #REF!
Net Demonstrated Capability
Net Seasonal Capability
Purchases a | #REF! | #REF! | #REF! | #REF! | #REF! | #REF! | #REF! | #REF!
Sales
Available Capability b | #REF! | #REF! | #REF! | #REF! | #REF! | #REF! | #REF! | #REF!
Native Load | #REF! | #REF! | #REF! | #REF! | #REF! | #REF! | #REF! | #REF!
Available Reserve c | #REF! | #REF! | #REF! | #REF! | #REF! | #REF! | #REF! | #REF!
Internal Load d | #REF! | #REF! | #REF! | #REF! | #REF! | #REF! | #REF! | #REF!
Reserve c e | #REF! | #REF! | #REF! | #REF! | #REF! | #REF! | #REF! | #REF!
| (3) | (4) | (5) | (6) | (7) | (8) | (9) | (10)
| #REF! | #REF! | #REF! | #REF! | #REF! | #REF! | #REF! | #REF!
Net Demonstrated Capability
Net Seasonal Capability
Purchases a | #REF! | #REF! | #REF! | #REF! | #REF! | #REF! | #REF! | #REF!
Sales
Available Capability b | #REF! | #REF! | #REF! | #REF! | #REF! | #REF! | #REF! | #REF!
Native Load | #REF! | #REF! | #REF! | #REF! | #REF! | #REF! | #REF! | #REF!
Available Reserve c | #REF! | #REF! | #REF! | #REF! | #REF! | #REF! | #REF! | #REF!
Internal Load d | #REF! | #REF! | #REF! | #REF! | #REF! | #REF! | #REF! | #REF!
Reserve c e | #REF! | #REF! | #REF! | #REF! | #REF! | #REF! | #REF! | #REF!
a Capacity and energy obligations are served through Certified Retail Electric Suppliers or through power supply contracts.
b Available Capability is equal to Net Seasonal Capability plus Purchases minus Sales.
c All of the Companies native load and internal load is served by Load Serving Entities (LSE), either as a Certified Retail Electric Supplier (CRES) or as suppliers for the Standard Service Offer (SSO). The reserves above are theoretical. The Companies currently are not an LSE, therefore, do not have any reserves. Reserve requirements are supplied by the LSE.
d Internal Load equals Native plus Interruptible.
e Based upon the Forecast Pool Requirement as stated in PJM's "Reserve Requirement Study".
f These data include energy for Pennsylvania Power as well as the 3 Ohio companies.

## R10
4901-5-5-06(A)(6)(e)
PUCO Form FE-R10: | Specifications of Planned Electric Generation Facilities a
1. Facility Name
2. Facility Location
3. Facility Type
4. Anticipated Capability
5. Anticipated Capital Cost
6. Application Timing
7. Construction Timing
8. Planned Pollution Control Measures
9. Fuel
10. Miscellaneous
a The companies do not own or operate generation.