## Main
Year | 2024
File | XXX
Due Date | April 15, 2024

## Cover
Ohio Edison Company
The Cleveland Electric Illuminating Company
The Toledo Edison Company
and
American Transmission Systems, Incorporated
2024 ELECTRIC
LONG-TERM FORECAST REPORT
TO THE
PUBLIC UTILITIES COMMISSION OF OHIO
Case № 24-0504-EL-FOR

## Cert of Service
CERTIFICATE OF SERVICE
I hereby certify that this 2024 Long-Term Forecast Report was filed by Ohio Edison Company, The Cleveland Electric Illuminating Company, The Toledo Edison Company and American Transmission Systems, Incorporated (the ''Companies'') with the Public Utilities Commission of Ohio
.

## Transmission Section
SECTION I
TRANSMISSION FORECAST FORMS

## T1
4901:5-5-04(C)(1)
PUCO FORM FE-T1: | [5 empty] | TRANSMISSION ENERGY DELIVERY FORECAST
(Megawatt Hours/Year)a b
FirstEnergy System
|  | (1) | Energy Receipts from Generation | Sources Connected To The | Owner's System Inside Ohio |  | (2) | Energy Receipts from Generation | Sources Connected To The System | Outside Ohio | (3) | Total Energy Receipts From | Generation Sources | 1 + 2 | (4) | Energy Receipts At | Interconnections With Other | Transmission Companies Inside | Ohio | (5) | Energy Receipts At | Interconnections With Other | Transmission Companies Outside | Ohio | (6) | Total Energy Receipts At | Interconnections | 4 + 5 | (7) | Total Energy Receipts | 3 + 6 | (8) | Energy Deliveries At | Interconnections With Other | Transmission Companies Inside | Ohio | (9) | Energy Deliveries At | Interconnections With Other | Transmission Companies Outside | Ohio | (10) | Total Energy Deliveries At | Interconnections | 8 + 9 | (11) | Total Energy Deliveries For Load | Connected To The System b | 7 - 10 | (12) | Energy Deliveries For Loads | Connected To The System Inside | Ohio | (13) | Energy Deliveries For Loads | Connected To The System Outside | Ohio
Year
-5 | 2019 | 37939269.483 |  |  |  |  | 978211.347 |  |  |  | 38917480.83 |  |  |  | 15249917 |  |  |  |  | 28920994 |  |  |  |  | 44170911 |  |  |  | 83088391.83 |  |  | 9589098 |  |  |  |  | 7348592 |  |  |  |  | 16937690 |  |  |  | 66150701.83 |  |  |  | 61094619.003 |  |  |  | 5056082.827
-4 | 2020 | 45649020.533 |  |  |  |  | 530762.605 |  |  |  | 46179783.138 |  |  |  | 14496539 |  |  |  |  | 22733656 |  |  |  |  | 37230195 |  |  |  | 83409978.138 |  |  | 9824646 |  |  |  |  | 10036295 |  |  |  |  | 19860941 |  |  |  | 63549037.138 |  |  |  | 58880801.596 |  |  |  | 4668235.542
-3 | 2021 | 50403233.248 |  |  |  |  | 294704.636 |  |  |  | 50697937.884 |  |  |  | 13837551 |  |  |  |  | 21181287 |  |  |  |  | 35018838 |  |  |  | 85716775.884 |  |  | 11756354 |  |  |  |  | 8223115 |  |  |  |  | 19979469 |  |  |  | 65737306.884 |  |  |  | 60869609.694 |  |  |  | 4867697.19
-2 | 2022 | 56495975.109 |  |  |  |  | 479845.888 |  |  |  | 56975820.997 |  |  |  | 14232763.63 |  |  |  |  | 21594508.689 |  |  |  |  | 35827272.319 |  |  |  | 92803093.316 |  |  | 12970983.381 |  |  |  |  | 13293309.324 |  |  |  |  | 26264292.705 |  |  |  | 66538800.611 |  |  |  | 61737406.244 |  |  |  | 4801394.367
-1 | 2023 | 51563036.42 |  |  |  |  | 894810.818 |  |  |  | 52457847.238 |  |  |  | 13819545.864 |  |  |  |  | 20294102.592 |  |  |  |  | 34113648.456 |  |  |  | 86571495.694 |  |  | 12509051.232 |  |  |  |  | 9023368.162 |  |  |  |  | 21532419.394 |  |  |  | 65039076.3 |  |  |  | 60449456.787 |  |  |  | 4589619.513
0 | 2024 | 53212633.6808 |  |  |  |  | 923437.4773 |  |  |  | 54136071.1581 |  |  |  | 14261658.7919 |  |  |  |  | 20943348.6095 |  |  |  |  | 35205007.4014 |  |  |  | 89341078.5595 |  |  | 12909239.0037 |  |  |  |  | 9312042.4612 |  |  |  |  | 22221281.4649 |  |  |  | 67119797.0946 |  |  |  | 61788541.2171 |  |  |  | 5331255.8775 |  |  |  | 3.199%
1 | 2025 | 53399525.2969 |  |  |  |  | 926680.7432 |  |  |  | 54326206.0401 |  |  |  | 14311748.1086 |  |  |  |  | 21016905.1317 |  |  |  |  | 35328653.2403 |  |  |  | 89654859.2804 |  |  | 12954578.3973 |  |  |  |  | 9344747.9025 |  |  |  |  | 22299326.2997 |  |  |  | 67355532.9807 |  |  |  | 62007470.9711 |  |  |  | 5348062.0096 |  |  |  | 0.3512%
2 | 2026 | 53598856.3382 |  |  |  |  | 930139.8795 |  |  |  | 54528996.2178 |  |  |  | 14365171.3485 |  |  |  |  | 21095357.5441 |  |  |  |  | 35460528.8927 |  |  |  | 89989525.1104 |  |  | 13002935.5612 |  |  |  |  | 9379630.2037 |  |  |  |  | 22382565.765 |  |  |  | 67606959.3454 |  |  |  | 62233106.3291 |  |  |  | 5373853.0163 |  |  |  | 0.3733%
3 | 2027 | 53770886.8485 |  |  |  |  | 933125.2499 |  |  |  | 54704012.0984 |  |  |  | 14411277.7009 |  |  |  |  | 21163065.0545 |  |  |  |  | 35574342.7554 |  |  |  | 90278354.8538 |  |  | 13044669.6913 |  |  |  |  | 9409734.9985 |  |  |  |  | 22454404.6898 |  |  |  | 67823950.1641 |  |  |  | 62408737.2705 |  |  |  | 5415212.8935 |  |  |  | 0.321%
4 | 2028 | 54026237.4215 |  |  |  |  | 937556.5338 |  |  |  | 54963793.9553 |  |  |  | 14479714.8838 |  |  |  |  | 21263565.5503 |  |  |  |  | 35743280.4341 |  |  |  | 90707074.3894 |  |  | 13106617.04 |  |  |  |  | 9454420.5405 |  |  |  |  | 22561037.5805 |  |  |  | 68146036.8089 |  |  |  | 62680901.7965 |  |  |  | 5465135.0124 |  |  |  | 0.4749%
5 | 2029 | 54107908.2283 |  |  |  |  | 938973.8267 |  |  |  | 55046882.0549 |  |  |  | 14501603.6929 |  |  |  |  | 21295709.4241 |  |  |  |  | 35797313.117 |  |  |  | 90844195.1719 |  |  | 13126430.1538 |  |  |  |  | 9468712.6732 |  |  |  |  | 22595142.827 |  |  |  | 68249052.3449 |  |  |  | 62754837.4725 |  |  |  | 5494214.8724 |  |  |  | 0.1512%
6 | 2030 | 54181195.543 |  |  |  |  | 940245.6347 |  |  |  | 55121441.1777 |  |  |  | 14521245.6201 |  |  |  |  | 21324553.7356 |  |  |  |  | 35845799.3557 |  |  |  | 90967240.5333 |  |  | 13144209.4554 |  |  |  |  | 9481537.7213 |  |  |  |  | 22625747.1767 |  |  |  | 68341493.3567 |  |  |  | 62819058.6268 |  |  |  | 5522434.7299 |  |  |  | 0.1354%
7 | 2031 | 54262644.264 |  |  |  |  | 941659.0735 |  |  |  | 55204303.3375 |  |  |  | 14543074.9074 |  |  |  |  | 21356610.2011 |  |  |  |  | 35899685.1085 |  |  |  | 91103988.446 |  |  | 13163968.6917 |  |  |  |  | 9495790.9897 |  |  |  |  | 22659759.6814 |  |  |  | 68444228.7646 |  |  |  | 62897804.4787 |  |  |  | 5546424.2859 |  |  |  | 0.1503%
8 | 2032 | 54469794.4937 |  |  |  |  | 945253.9018 |  |  |  | 55415048.3956 |  |  |  | 14598593.7887 |  |  |  |  | 21438140.078 |  |  |  |  | 36036733.8667 |  |  |  | 91451782.2623 |  |  | 13214222.7694 |  |  |  |  | 9532041.6242 |  |  |  |  | 22746264.3936 |  |  |  | 68705517.8688 |  |  |  | 63122159.1511 |  |  |  | 5583358.7176 |  |  |  | 0.3818%
9 | 2033 | 54548163.1908 |  |  |  |  | 946613.8908 |  |  |  | 55494777.0815 |  |  |  | 14619597.5906 |  |  |  |  | 21468984.3124 |  |  |  |  | 36088581.903 |  |  |  | 91583358.9845 |  |  | 13233234.8004 |  |  |  |  | 9545755.8981 |  |  |  |  | 22778990.6985 |  |  |  | 68804368.2861 |  |  |  | 63200319.4133 |  |  |  | 5604048.8728 |  |  |  | 0.1439%
10 | 2034 | 54770973.9469 |  |  |  |  | 950480.4876 |  |  |  | 55721454.4345 |  |  |  | 14679313.6911 |  |  |  |  | 21556677.8358 |  |  |  |  | 36235991.5269 |  |  |  | 91957445.9614 |  |  | 13287288.0788 |  |  |  |  | 9584747.0752 |  |  |  |  | 22872035.1539 |  |  |  | 69085410.8075 |  |  |  | 63448575.9477 |  |  |  | 5636834.8598 |  |  |  | 0.4085%
a | To be filled out by electric transmission owners operating in Ohio.
b | These data include energy for Pennsylvania Power as well as the 3 Ohio companies.
c | The Companies do not own or operate generation. For purposes of this schedule, the
Companies have continued to use actual historic information to allocate the forecasted years energy delivery.

## T2
4901:5-5:04 (C)(2)
PUCO Form FE-T2: |  | Electric Transmission Owner's System
Seasonal Peak Load Demand Forecast (Megawatts)a e
FirstEnergy System
|  | Native Loadb |  | Internal Loadc
| Year | Summer | Winterd | Summer | Winter
-5 | 2019 | 11973.022 | 9790.17 | 12572.022 | 9329.997
-4 | 2020 | 11883.226 | 9469.37 | 12465.226 | 9530
-3 | 2021 | 12022 | 9449.03 | 12604 | 9802
-2 | 2022 | 12189 | 9612.09 | 12771 | 9623.063
-1 | 2023 | 11380.986 | -582 | 11962.986 | 0
0 | 2024 | -582 | -582 | 0 | 0
1 | 2025 | -582 | -582 | 0 | 0
2 | 2026 | -582 | -582 | 0 | 0
3 | 2027 | -582 | -582 | 0 | 0
4 | 2028 | -582 | -582 | 0 | 0
5 | 2029 | -582 | -582 | 0 | 0
6 | 2030 | -582 | -582 | 0 | 0
7 | 2031 | -582 | -582 | 0 | 0
8 | 2032 | -582 | -582 | 0 | 0
9 | 2033 | -582 | -582 | 0 | 0
10 | 2034 | -582 | -582 | 0 | 0
a | To be filled out by electric transmission owners in Ohio.
b | Excludes interruptible load
c | Internal Load equals Native plus Interruptible.
d | Winter load reference is to peak loads which follow the summer peak load.
e | These data include load for Pennsylvania Power as well as the 3 Ohio companies.
f | Internal Load may differ from PJM reported load

## T3
4901:5-5:04 (C)(3)(a)
PUCO Form FE-T3: |  | Electric Transmission Owner's
Total Monthly Energy Forecast (Megawatt-Hours/Month)
FirstEnergy System
|  | Ohio Portiona | Total Service Areab | Total Systemc d
Year 0-2024
| January | 5697941.1204 | 6208936.0927 | 6208936.0927 | 1
| February | 5213856.4021 | 5693167.1918 | 5693167.1918 | 2
| March | 5163752.0131 | 5624298.6111 | 5624298.6111 | 3
| April | 4514241.8982 | 4909909.7697 | 4909909.7697 | 4
| May | 4572696.7284 | 4978023.0243 | 4978023.0243 | 5
| June | 5151042.9421 | 5584879.7542 | 5584879.7542 | 6
| July | 5772338.042 | 6236676.8297 | 6236676.8297 | 7
| August | 5714768.2478 | 6180898.5566 | 6180898.5566 | 8
| September | 4881945.3844 | 5294624.6232 | 5294624.6232 | 9
| October | 4829170.1669 | 5227439.6587 | 5227439.6587 | 10
| November | 4811419.0829 | 5229812.6942 | 5229812.6942 | 11
| December | 5465369.1888 | 5951130.2883 | 5951130.2883 | 12
Year 1-2025
| January | 5585732.7507 | 6084078.6231 | 6084078.6231 | 1
| February | 5068453.025 | 5522135.3334 | 5522135.3334 | 2
| March | 5214324.5087 | 5667975.028 | 5667975.028 | 3
| April | 4589110.3522 | 4979911.4615 | 4979911.4615 | 4
| May | 4787770.9147 | 5202870.1215 | 5202870.1215 | 5
| June | 5215662.1511 | 5652469.9459 | 5652469.9459 | 6
| July | 5821002.6513 | 6304254.0944 | 6304254.0944 | 7
| August | 5762413.4992 | 6245197.3865 | 6245197.3865 | 8
| September | 4963047.0712 | 5387324.9983 | 5387324.9983 | 9
| October | 4743047.7051 | 5153511.5232 | 5153511.5232 | 10
| November | 4815940.4102 | 5233751.8839 | 5233751.8839 | 11
| December | 5440965.9316 | 5922052.5809 | 5922052.5809 | 12
a | Electric transmission owner shall provide or cause to be provided data for the Ohio portion of its service
area in this column.
b | Electric transmission owner operating across Ohio boundries shall provide or cause to be provided data for
the total service area in this column.
c | Electric transmission owner operating as a part of an integrated operating system shall provide for the total
system in this column.
d | These data include load for Pennsylvania Power as well as the 3 Ohio companies

## T4
4901:5-5:04 (C)(3)(b)
PUCO Form FE-T4: |  | Electric Transmission Owner's
Monthly Internal Peak Load Forecast (Megawatts)
FirstEnergy System
|  | Ohio Portiona | Total Service Areab | Systemc d
Year 0-2024
| January | 9281.92 | 10108.69 | 10108.69 | 2024 | 1 | Total OH | ATSI ZONE
| February | 9223.95 | 10038.68 | 10038.68 | 2024 | 2 | Total OH | ATSI ZONE
| March | 8912.07 | 9676.26 | 9676.26 | 2024 | 3 | Total OH | ATSI ZONE
| April | 8970.36 | 9695.05 | 9695.05 | 2024 | 4 | Total OH | ATSI ZONE
| May | 9862.83 | 10658.4 | 10658.4 | 2024 | 5 | Total OH | ATSI ZONE
| June | 11181.13 | 12050.28 | 12050.28 | 2024 | 6 | Total OH | ATSI ZONE
| July | 11764.33 | 12692.41 | 12692.41 | 2024 | 7 | Total OH | ATSI ZONE
| August | 11563.61 | 12474.81 | 12474.81 | 2024 | 8 | Total OH | ATSI ZONE
| September | 10544 | 11397.7 | 11397.7 | 2024 | 9 | Total OH | ATSI ZONE
| October | 8879.79 | 9561.8 | 9561.8 | 2024 | 10 | Total OH | ATSI ZONE
| November | 8688.96 | 9403.7 | 9403.7 | 2024 | 11 | Total OH | ATSI ZONE
| December | 9127.99 | 9895.49 | 9895.49 | 2024 | 12 | Total OH | ATSI ZONE
Year 1-2025
| January | 9338.34 | 10167.88 | 10167.88 | 2025 | 1 | Total OH | ATSI ZONE
| February | 9233.44 | 10052.04 | 10052.04 | 2025 | 2 | Total OH | ATSI ZONE
| March | 8932.58 | 9700.5 | 9700.5 | 2025 | 3 | Total OH | ATSI ZONE
| April | 9006.59 | 9734.7 | 9734.7 | 2025 | 4 | Total OH | ATSI ZONE
| May | 9868.52 | 10668.09 | 10668.09 | 2025 | 5 | Total OH | ATSI ZONE
| June | 11139.21 | 12013.32 | 12013.32 | 2025 | 6 | Total OH | ATSI ZONE
| July | 11775.82 | 12709.49 | 12709.49 | 2025 | 7 | Total OH | ATSI ZONE
| August | 11589.2 | 12505.82 | 12505.82 | 2025 | 8 | Total OH | ATSI ZONE
| September | 10590.25 | 11448.72 | 11448.72 | 2025 | 9 | Total OH | ATSI ZONE
| October | 8925.98 | 9612.03 | 9612.03 | 2025 | 10 | Total OH | ATSI ZONE
| November | 8711.18 | 9430.71 | 9430.71 | 2025 | 11 | Total OH | ATSI ZONE
| December | 9159.83 | 9932.62 | 9932.62 | 2025 | 12 | Total OH | ATSI ZONE
a | Electric transmission owner shall provide or cause to be provided data for the Ohio portion of its service area in this column.
b | Electric transmission owner operating across Ohio boundries shall provide or cause to be provided data for the total service area
c | Electric transmission owner operating as a part of an integrated operating system shall provide for the total system in this column.
d | These data include load for Pennsylvania Power as well as the 3 Ohio companies.

## T5a
4901:5-5-04(C)(3)(c)(i)
PUCO FORM FE-T5: | MONTHLY ENERGY TRANSACTIONS (TOTAL MWh/MONTH)
FOR THE MOST RECENT YEAR
FirstEnergy System
PART A: SOURCES OF ENERGY
Reporting Month: January
1. Energy Receipts from all sources by type: (MWh)
|  | Firm | Non-Firm
|  | Transmission | Transmission | Total
|  | Service | Service
Energy Receipts from Power Plants directly |  | 4288238.046 | 0 | 4288238.046
connected to the Electric Transmission Owner's |  |  | 0
transmission system |  |  | 0
Energy Receipts from other sources |  | 3705721.53 | 0 | 3705721.53
Total Energy Receipts |  | 7993959.576 | 0 | 7993959.576
4901:5-5-04(C)(3)(c)(i)
PUCO FORM FE-T5: | MONTHLY ENERGY TRANSACTIONS (TOTAL MWh/MONTH)
FOR THE MOST RECENT YEAR
FirstEnergy System
PART A: SOURCES OF ENERGY
Reporting Month: February
1. Energy Receipts from all sources by type: (MWh)
|  | Firm | Non-Firm
|  | Transmission | Transmission | Total
|  | Service | Service
Energy Receipts from Power Plants directly |  | 4215434.155 | 0 | 4215434.155
0
transmission system |  |  | 0
Energy Receipts from other sources |  | 2894777.22 | 0 | 2894777.22
Total Energy Receipts |  | 7110211.375 | 0 | 7110211.375
4901:5-5-04(C)(3)(c)(i)
PUCO FORM FE-T5: | MONTHLY ENERGY TRANSACTIONS (TOTAL MWh/MONTH)
FOR THE MOST RECENT YEAR
FirstEnergy System
PART A: SOURCES OF ENERGY
Reporting Month: March
1. Energy Receipts from all sources by type: (MWh)
|  | Firm | Non-Firm
|  | Transmission | Transmission | Total
|  | Service | Service
Energy Receipts from Power Plants directly |  | 4116436.788 | 0 | 4116436.788
connected to the Electric Transmission Owner's |  |  | 0
transmission system |  |  | 0
Energy Receipts from other sources |  | 3052090.876 | 0 | 3052090.876
Total Energy Receipts |  | 7168527.664 | 0 | 7168527.664
4901:5-5-04(C)(3)(c)(i)
PUCO FORM FE-T5: | MONTHLY ENERGY TRANSACTIONS (TOTAL MWh/MONTH)
FOR THE MOST RECENT YEAR
FirstEnergy System
PART A: SOURCES OF ENERGY
Reporting Month: April
1. Energy Receipts from all sources by type: (MWh)
|  | Firm | Non-Firm
|  | Transmission | Transmission | Total
|  | Service | Service
Energy Receipts from Power Plants directly |  | 2609124.601 | 0 | 2609124.601
connected to the Electric Transmission Owner's |  |  | 0
transmission system |  |  | 0
Energy Receipts from other sources |  | 3524023.766 | 0 | 3524023.766
Total Energy Receipts |  | 6133148.367 | 0 | 6133148.367
4901:5-5-04(C)(3)(c)(i)
PUCO FORM FE-T5: | MONTHLY ENERGY TRANSACTIONS (TOTAL MWh/MONTH)
FOR THE MOST RECENT YEAR
FirstEnergy System
PART A: SOURCES OF ENERGY
Reporting Month: May
1. Energy Receipts from all sources by type: (MWh)
|  | Firm | Non-Firm
|  | Transmission | Transmission | Total
|  | Service | Service
Energy Receipts from Power Plants directly |  | 4674968.332 | 0 | 4674968.332
connected to the Electric Transmission Owner's |  |  | 0
transmission system |  |  | 0
Energy Receipts from other sources |  | 2103177.142 | 0 | 2103177.142
Total Energy Receipts |  | 6778145.474 | 0 | 6778145.474
4901:5-5-04(C)(3)(c)(i)
PUCO FORM FE-T5: | MONTHLY ENERGY TRANSACTIONS (TOTAL MWh/MONTH)
FOR THE MOST RECENT YEAR
FirstEnergy System
PART A: SOURCES OF ENERGY
Reporting Month: June
1. Energy Receipts from all sources by type: (MWh)
|  | Firm | Non-Firm
|  | Transmission | Transmission | Total
|  | Service | Service
Energy Receipts from Power Plants directly |  | 4850875.904 | 0 | 4850875.904
connected to the Electric Transmission Owner's |  |  | 0
transmission system |  |  | 0
Energy Receipts from other sources |  | 2099825.362 | 0 | 2099825.362
Total Energy Receipts |  | 6950701.266 | 0 | 6950701.266
4901:5-5-04(C)(3)(c)(i)
PUCO FORM FE-T5: | MONTHLY ENERGY TRANSACTIONS (TOTAL MWh/MONTH)
FOR THE MOST RECENT YEAR
FirstEnergy System
PART A: SOURCES OF ENERGY
Reporting Month: July
1. Energy Receipts from all sources by type: (MWh)
|  | Firm | Non-Firm
|  | Transmission | Transmission | Total
|  | Service | Service
Energy Receipts from Power Plants directly |  | 5194687.18 | 0 | 5194687.18
connected to the Electric Transmission Owner's |  |  | 0
transmission system |  |  | 0
Energy Receipts from other sources |  | 2578734.578 | 0 | 2578734.578
Total Energy Receipts |  | 7773421.758 | 0 | 7773421.758
4901:5-5-04(C)(3)(c)(i)
PUCO FORM FE-T5: | MONTHLY ENERGY TRANSACTIONS (TOTAL MWh/MONTH)
FOR THE MOST RECENT YEAR
FirstEnergy System
PART A: SOURCES OF ENERGY
Reporting Month: August
1. Energy Receipts from all sources by type: (MWh)
|  | Firm | Non-Firm
|  | Transmission | Transmission | Total
|  | Service | Service
Energy Receipts from Power Plants directly |  | 4949267.034 | 0 | 4949267.034
connected to the Electric Transmission Owner's |  |  | 0
transmission system |  |  | 0
Energy Receipts from other sources |  | 2872305.027 | 0 | 2872305.027
Total Energy Receipts |  | 7821572.061 | 0 | 7821572.061
4901:5-5-04(C)(3)(c)(i)
PUCO FORM FE-T5: | MONTHLY ENERGY TRANSACTIONS (TOTAL MWh/MONTH)
FOR THE MOST RECENT YEAR
FirstEnergy System
PART A: SOURCES OF ENERGY
Reporting Month: September
1. Energy Receipts from all sources by type: (MWh)
|  | Firm | Non-Firm
|  | Transmission | Transmission | Total
|  | Service | Service
Energy Receipts from Power Plants directly |  | 4897552.774 | 0 | 4897552.774
connected to the Electric Transmission Owner's |  |  | 0
transmission system |  |  | 0
Energy Receipts from other sources |  | 2507979.595 | 0 | 2507979.595
Total Energy Receipts |  | 7405532.369 | 0 | 7405532.369
4901:5-5-04(C)(3)(c)(i)
PUCO FORM FE-T5: | MONTHLY ENERGY TRANSACTIONS (TOTAL MWh/MONTH)
FOR THE MOST RECENT YEAR
FirstEnergy System
PART A: SOURCES OF ENERGY
Reporting Month: October
1. Energy Receipts from all sources by type: (MWh)
|  | Firm | Non-Firm
|  | Transmission | Transmission | Total
|  | Service | Service
Energy Receipts from Power Plants directly |  | 3967404.871 | 0 | 3967404.871
connected to the Electric Transmission Owner's |  |  | 0
transmission system |  |  | 0
Energy Receipts from other sources |  | 3129323.733 | 0 | 3129323.733
Total Energy Receipts |  | 7096728.604 | 0 | 7096728.604
4901:5-5-04(C)(3)(c)(i)
PUCO FORM FE-T5: | MONTHLY ENERGY TRANSACTIONS (TOTAL MWh/MONTH)
FOR THE MOST RECENT YEAR
FirstEnergy System
PART A: SOURCES OF ENERGY
Reporting Month: November
1. Energy Receipts from all sources by type: (MWh)
|  | Firm | Non-Firm
|  | Transmission | Transmission | Total
|  | Service | Service
Energy Receipts from Power Plants directly |  | 4390432.425 | 0 | 4390432.425
connected to the Electric Transmission Owner's |  |  | 0
transmission system |  |  | 0
Energy Receipts from other sources |  | 2508088.954 | 0 | 2508088.954
Total Energy Receipts |  | 6898521.379 | 0 | 6898521.379
4901:5-5-04(C)(3)(c)(i)
PUCO FORM FE-T5: | MONTHLY ENERGY TRANSACTIONS (TOTAL MWh/MONTH)
FOR THE MOST RECENT YEAR
FirstEnergy System
PART A: SOURCES OF ENERGY
Reporting Month: December
1. Energy Receipts from all sources by type: (MWh)
|  | Firm | Non-Firm
|  | Transmission | Transmission | Total
|  | Service | Service
Energy Receipts from Power Plants directly |  | 4303425.128 | 0 | 4303425.128
connected to the Electric Transmission Owner's |  |  | 0
transmission system |  |  | 0
Energy Receipts from other sources |  | 3137600.673 | 0 | 3137600.673
Total Energy Receipts |  | 7441025.801 | 0 | 7441025.801

## T5b
4901:5-5-04(C)(3)(c)(ii)
PUCO FORM FE-T5: |  | MONTHLY ENERGY TRANSACTIONS (TOTAL MWh/MONTH)
FOR THE MOST RECENT YEAR
FirstEnergy System
PART B: DELIVERY OF ENERGY
Reporting Month: |  | January 2023
1. Energy Deliveries to all points connected to the Electric Transmission Owner's System
(MWh)
|  |  | Firm | Non-Firm
|  |  | Transmission | Transmission | Total
|  |  | Service | Service
For Distribution Service:
| Affiliated Electric Utility Companies |  | 5177693.22 | 0 | 5177693.22
| Other Investor-Owned Electric Utilities |  | 2246166.569 | 0 | 2246166.569
| Coorperative-Owned Electric System |  | 112921.9722 | 0 | 112921.9722
| Municipal-Owned Electric Systems |  | 449692.1184 | 0 | 449692.1184
| Federal and State Electric Agencies |  | 0 | 0 | 0
Other end user service |  |  | 0 | 0 | 0
For Non Distribution service (transmission to transmission service |  |  | 0 | 0 | 0
Total Energy Delivery |  |  | 7986473.8796 | 0 | 7986473.8796
Reporting Month: |  | January 2023
2. Energy Deliveries to all points connected to the Electric Transmission Owner's System
located in Ohio (MWh)
|  |  | Firm | Non-Firm
|  |  | Transmission | Transmission | Total
|  |  | Service | Service
For Distribution Service:
| Affiliated Electric Utility Companies |  | 4752407.326 | 0 | 4752407.326
| Other Investor-Owned Electric Utilities |  | 1722074.811 | 0 | 1722074.811
| Coorperative-Owned Electric System |  | 112921.9722 | 0 | 112921.9722
| Municipal-Owned Electric Systems |  | 449692.1184 | 0 | 449692.1184
| Federal and State Electric Agencies |  | 0 | 0 | 0
Other end user service |  |  | 0 | 0 | 0
For Non Distribution service (transmission to transmission service |  |  | 0 | 0 | 0
Total Energy Delivery |  |  | 7037096.2276 | 0 | 7037096.2276
4901:5-5-04(C)(3)(c)(ii)
PUCO FORM FE-T5: |  | MONTHLY ENERGY TRANSACTIONS (TOTAL MWh/MONTH)
FOR THE MOST RECENT YEAR
FirstEnergy System
PART B: DELIVERY OF ENERGY
Reporting Month: |  | February 2023
1. Energy Deliveries to all points connected to the Electric Transmission Owner's System
(MWh)
|  |  | Firm | Non-Firm
|  |  | Transmission | Transmission | Total
|  |  | Service | Service
For Distribution Service:
| Affiliated Electric Utility Companies |  | 4667749.857 | 0 | 4667749.857
| Other Investor-Owned Electric Utilities |  | 1948527.222 | 0 | 1948527.222
| Coorperative-Owned Electric System |  | 98251.9669 | 0 | 98251.9669
| Municipal-Owned Electric Systems |  | 396965.0113 | 0 | 396965.0113
| Federal and State Electric Agencies |  | 0 | 0 | 0
Other end user service |  |  | 0 | 0 | 0
For Non Distribution service (transmission to transmission service |  |  | 0 | 0 | 0
Total Energy Delivery |  |  | 7111494.0572 | 0 | 7111494.0572
Reporting Month: |  | February 2023
2. Energy Deliveries to all points connected to the Electric Transmission Owner's System
located in Ohio (MWh)
|  |  | Firm | Non-Firm
|  |  | Transmission | Transmission | Total
|  |  | Service | Service
For Distribution Service:
| Affiliated Electric Utility Companies |  | 4285878.409 | 0 | 4285878.409
| Other Investor-Owned Electric Utilities |  | 1280797.261 | 0 | 1280797.261
| Coorperative-Owned Electric System |  | 98251.9669 | 0 | 98251.9669
| Municipal-Owned Electric Systems |  | 396965.0113 | 0 | 396965.0113
| Federal and State Electric Agencies |  | 0 | 0 | 0
Other end user service |  |  | 0 | 0 | 0
For Non Distribution service (transmission to transmission service |  |  | 0 | 0 | 0
Total Energy Delivery |  |  | 6061892.6482 | 0 | 6061892.6482
4901:5-5-04(C)(3)(c)(ii)
PUCO FORM FE-T5: |  | MONTHLY ENERGY TRANSACTIONS (TOTAL MWh/MONTH)
FOR THE MOST RECENT YEAR
FirstEnergy System
PART B: DELIVERY OF ENERGY
Reporting Month: |  | March 2023
1. Energy Deliveries to all points connected to the Electric Transmission Owner's System
(MWh)
|  |  | Firm | Non-Firm
|  |  | Transmission | Transmission | Total
|  |  | Service | Service
For Distribution Service:
| Affiliated Electric Utility Companies |  | 5039619.206 | 0 | 5039619.206
| Other Investor-Owned Electric Utilities |  | 1612110.031 | 0 | 1612110.031
| Coorperative-Owned Electric System |  | 104775.0123 | 0 | 104775.0123
| Municipal-Owned Electric Systems |  | 424934.3169 | 0 | 424934.3169
| Federal and State Electric Agencies |  | 0 | 0 | 0
Other end user service |  |  | 0 | 0 | 0
For Non Distribution service (transmission to transmission service |  |  | 0 | 0 | 0
Total Energy Delivery |  |  | 7181438.5662 | 0 | 7181438.5662
Reporting Month: |  | March 2023
2. Energy Deliveries to all points connected to the Electric Transmission Owner's System
located in Ohio (MWh)
|  |  | Firm | Non-Firm
|  |  | Transmission | Transmission | Total
|  |  | Service | Service
For Distribution Service:
| Affiliated Electric Utility Companies |  | 4633155.457 | 0 | 4633155.457
| Other Investor-Owned Electric Utilities |  | 1346309.41 | 0 | 1346309.41
| Coorperative-Owned Electric System |  | 104775.0123 | 0 | 104775.0123
| Municipal-Owned Electric Systems |  | 424934.3169 | 0 | 424934.3169
| Federal and State Electric Agencies |  | 0 | 0 | 0
Other end user service |  |  | 0 | 0 | 0
For Non Distribution service (transmission to transmission service |  |  | 0 | 0 | 0
Total Energy Delivery |  |  | 6509174.1962 | 0 | 6509174.1962
4901:5-5-04(C)(3)(c)(ii)
PUCO FORM FE-T5: |  | MONTHLY ENERGY TRANSACTIONS (TOTAL MWh/MONTH)
FOR THE MOST RECENT YEAR
FirstEnergy System
PART B: DELIVERY OF ENERGY
Reporting Month: |  | April 2023
1. Energy Deliveries to all points connected to the Electric Transmission Owner's System
(MWh)
|  |  | Firm | Non-Firm
|  |  | Transmission | Transmission | Total
|  |  | Service | Service
For Distribution Service:
| Affiliated Electric Utility Companies |  | 4377491.686 | 0 | 4377491.686
| Other Investor-Owned Electric Utilities |  | 1298452.304 | 0 | 1298452.304
| Coorperative-Owned Electric System |  | 83974.0007 | 0 | 83974.0007
| Municipal-Owned Electric Systems |  | 364781.7843 | 0 | 364781.7843
| Federal and State Electric Agencies |  | 0 | 0 | 0
Other end user service |  |  | 0 | 0 | 0
For Non Distribution service (transmission to transmission service |  |  | 0 | 0 | 0
Total Energy Delivery |  |  | 6124699.775 | 0 | 6124699.775
Reporting Month: |  | April 2023
2. Energy Deliveries to all points connected to the Electric Transmission Owner's System
located in Ohio (MWh)
|  |  | Firm | Non-Firm
|  |  | Transmission | Transmission | Total
|  |  | Service | Service
For Distribution Service:
| Affiliated Electric Utility Companies |  | 4032871.186 | 0 | 4032871.186
| Other Investor-Owned Electric Utilities |  | 1015769.109 | 0 | 1015769.109
| Coorperative-Owned Electric System |  | 83974.0007 | 0 | 83974.0007
| Municipal-Owned Electric Systems |  | 364781.7843 | 0 | 364781.7843
| Federal and State Electric Agencies |  | 0 | 0 | 0
Other end user service |  |  | 0 | 0 | 0
For Non Distribution service (transmission to transmission service |  |  | 0 | 0 | 0
Total Energy Delivery |  |  | 5497396.08 | 0 | 5497396.08
4901:5-5-04(C)(3)(c)(ii)
PUCO FORM FE-T5: |  | MONTHLY ENERGY TRANSACTIONS (TOTAL MWh/MONTH)
FOR THE MOST RECENT YEAR
FirstEnergy System
PART B: DELIVERY OF ENERGY
Reporting Month: |  | May 2023
1. Energy Deliveries to all points connected to the Electric Transmission Owner's System
(MWh)
|  |  | Firm | Non-Firm
|  |  | Transmission | Transmission | Total
|  |  | Service | Service
For Distribution Service:
| Affiliated Electric Utility Companies |  | 4543926.033 | 0 | 4543926.033
| Other Investor-Owned Electric Utilities |  | 1773829.572 | 0 | 1773829.572
| Coorperative-Owned Electric System |  | 82938.5138 | 0 | 82938.5138
| Municipal-Owned Electric Systems |  | 376301.3064 | 0 | 376301.3064
| Federal and State Electric Agencies |  | 0 | 0 | 0
Other end user service |  |  | 0 | 0 | 0
For Non Distribution service (transmission to transmission service |  |  | 0 | 0 | 0
Total Energy Delivery |  |  | 6776995.4252 | 0 | 6776995.4252
Reporting Month: |  | May 2023
2. Energy Deliveries to all points connected to the Electric Transmission Owner's System
located in Ohio (MWh)
|  |  | Firm | Non-Firm
|  |  | Transmission | Transmission | Total
|  |  | Service | Service
For Distribution Service:
| Affiliated Electric Utility Companies |  | 4183703.457 | 0 | 4183703.457
| Other Investor-Owned Electric Utilities |  | 1294524.812 | 0 | 1294524.812
| Coorperative-Owned Electric System |  | 82938.5138 | 0 | 82938.5138
| Municipal-Owned Electric Systems |  | 376301.3064 | 0 | 376301.3064
| Federal and State Electric Agencies |  | 0 | 0 | 0
Other end user service |  |  | 0 | 0 | 0
For Non Distribution service (transmission to transmission service |  |  | 0 | 0 | 0
Total Energy Delivery |  |  | 5937468.0892 | 0 | 5937468.0892
4901:5-5-04(C)(3)(c)(ii)
PUCO FORM FE-T5: |  | MONTHLY ENERGY TRANSACTIONS (TOTAL MWh/MONTH)
FOR THE MOST RECENT YEAR
FirstEnergy System
PART B: DELIVERY OF ENERGY
Reporting Month: |  | June 2023
1. Energy Deliveries to all points connected to the Electric Transmission Owner's System
(MWh)
|  |  | Firm | Non-Firm
|  |  | Transmission | Transmission | Total
|  |  | Service | Service
For Distribution Service:
| Affiliated Electric Utility Companies |  | 4818781.03 | 0 | 4818781.03
| Other Investor-Owned Electric Utilities |  | 1641299.486 | 0 | 1641299.486
| Coorperative-Owned Electric System |  | 85228.7264 | 0 | 85228.7264
| Municipal-Owned Electric Systems |  | 403172.8315 | 0 | 403172.8315
| Federal and State Electric Agencies |  | 0 | 0 | 0
Other end user service |  |  | 0 | 0 | 0
For Non Distribution service (transmission to transmission service |  |  | 0 | 0 | 0
Total Energy Delivery |  |  | 6948482.0739 | 0 | 6948482.0739
Reporting Month: |  | June 2023
2. Energy Deliveries to all points connected to the Electric Transmission Owner's System
located in Ohio (MWh)
|  |  | Firm | Non-Firm
|  |  | Transmission | Transmission | Total
|  |  | Service | Service
For Distribution Service:
| Affiliated Electric Utility Companies |  | 4453621.494 | 0 | 4453621.494
| Other Investor-Owned Electric Utilities |  | 1103000.446 | 0 | 1103000.446
| Coorperative-Owned Electric System |  | 85228.7264 | 0 | 85228.7264
| Municipal-Owned Electric Systems |  | 403172.8315 | 0 | 403172.8315
| Federal and State Electric Agencies |  | 0 | 0 | 0
Other end user service |  |  | 0 | 0 | 0
For Non Distribution service (transmission to transmission service |  |  | 0 | 0 | 0
Total Energy Delivery |  |  | 6045023.4979 | 0 | 6045023.4979
4901:5-5-04(C)(3)(c)(ii)
PUCO FORM FE-T5: |  | MONTHLY ENERGY TRANSACTIONS (TOTAL MWh/MONTH)
FOR THE MOST RECENT YEAR
FirstEnergy System
PART B: DELIVERY OF ENERGY
Reporting Month: |  | July 2023
1. Energy Deliveries to all points connected to the Electric Transmission Owner's System
(MWh)
|  |  | Firm | Non-Firm
|  |  | Transmission | Transmission | Total
|  |  | Service | Service
For Distribution Service:
| Affiliated Electric Utility Companies |  | 5625003.542 | 0 | 5625003.542
| Other Investor-Owned Electric Utilities |  | 1568642.435 | 0 | 1568642.435
| Coorperative-Owned Electric System |  | 105916.0932 | 0 | 105916.0932
| Municipal-Owned Electric Systems |  | 471802.2918 | 0 | 471802.2918
| Federal and State Electric Agencies |  | 0 | 0 | 0
Other end user service |  |  | 0 | 0 | 0
For Non Distribution service (transmission to transmission service |  |  | 0 | 0 | 0
Total Energy Delivery |  |  | 7771364.362 | 0 | 7771364.362
Reporting Month: |  | July 2023
2. Energy Deliveries to all points connected to the Electric Transmission Owner's System
located in Ohio (MWh)
|  |  | Firm | Non-Firm
|  |  | Transmission | Transmission | Total
|  |  | Service | Service
For Distribution Service:
| Affiliated Electric Utility Companies |  | 5197707.547 | 0 | 5197707.547
| Other Investor-Owned Electric Utilities |  | 1084183.559 | 0 | 1084183.559
| Coorperative-Owned Electric System |  | 105916.0932 | 0 | 105916.0932
| Municipal-Owned Electric Systems |  | 471802.2918 | 0 | 471802.2918
| Federal and State Electric Agencies |  | 0 | 0 | 0
Other end user service |  |  | 0 | 0 | 0
For Non Distribution service (transmission to transmission service |  |  | 0 | 0 | 0
Total Energy Delivery |  |  | 6859609.491 | 0 | 6859609.491
4901:5-5-04(C)(3)(c)(ii)
PUCO FORM FE-T5: |  | MONTHLY ENERGY TRANSACTIONS (TOTAL MWh/MONTH)
FOR THE MOST RECENT YEAR
FirstEnergy System
PART B: DELIVERY OF ENERGY
Reporting Month: |  | August 2023
1. Energy Deliveries to all points connected to the Electric Transmission Owner's System
(MWh)
|  |  | Firm | Non-Firm
|  |  | Transmission | Transmission | Total
|  |  | Service | Service
For Distribution Service:
| Affiliated Electric Utility Companies |  | 5444314.791 | 0 | 5444314.791
| Other Investor-Owned Electric Utilities |  | 1816138.731 | 0 | 1816138.731
| Coorperative-Owned Electric System |  | 100001.6249 | 0 | 100001.6249
| Municipal-Owned Electric Systems |  | 460894.3911 | 0 | 460894.3911
| Federal and State Electric Agencies |  | 0 | 0 | 0
Other end user service |  |  | 0 | 0 | 0
For Non Distribution service (transmission to transmission service |  |  | 0 | 0 | 0
Total Energy Delivery |  |  | 7821349.538 | 0 | 7821349.538
Reporting Month: |  | August 2023
2. Energy Deliveries to all points connected to the Electric Transmission Owner's System
located in Ohio (MWh)
|  |  | Firm | Non-Firm
|  |  | Transmission | Transmission | Total
|  |  | Service | Service
For Distribution Service:
| Affiliated Electric Utility Companies |  | 5030705.363 | 0 | 5030705.363
| Other Investor-Owned Electric Utilities |  | 1308000.248 | 0 | 1308000.248
| Coorperative-Owned Electric System |  | 100001.6249 | 0 | 100001.6249
| Municipal-Owned Electric Systems |  | 460894.3911 | 0 | 460894.3911
| Federal and State Electric Agencies |  | 0 | 0 | 0
Other end user service |  |  | 0 | 0 | 0
For Non Distribution service (transmission to transmission service |  |  | 0 | 0 | 0
Total Energy Delivery |  |  | 6899601.627 | 0 | 6899601.627
4901:5-5-04(C)(3)(c)(ii)
PUCO FORM FE-T5: |  | MONTHLY ENERGY TRANSACTIONS (TOTAL MWh/MONTH)
FOR THE MOST RECENT YEAR
FirstEnergy System
PART B: DELIVERY OF ENERGY
Reporting Month: |  | September 2023
1. Energy Deliveries to all points connected to the Electric Transmission Owner's System
(MWh)
|  |  | Firm | Non-Firm
|  |  | Transmission | Transmission | Total
|  |  | Service | Service
For Distribution Service:
| Affiliated Electric Utility Companies |  | 4791087.431 | 0 | 4791087.431
| Other Investor-Owned Electric Utilities |  | 2123527.395 | 0 | 2123527.395
| Coorperative-Owned Electric System |  | 85215.558 | 0 | 85215.558
| Municipal-Owned Electric Systems |  | 405567.214 | 0 | 405567.214
| Federal and State Electric Agencies |  | 0 | 0 | 0
Other end user service |  |  | 0 | 0 | 0
For Non Distribution service (transmission to transmission service |  |  | 0 | 0 | 0
Total Energy Delivery |  |  | 7405397.598 | 0 | 7405397.598
Reporting Month: |  | September 2023
2. Energy Deliveries to all points connected to the Electric Transmission Owner's System
located in Ohio (MWh)
|  |  | Firm | Non-Firm
|  |  | Transmission | Transmission | Total
|  |  | Service | Service
For Distribution Service:
| Affiliated Electric Utility Companies |  | 4423517.326 | 0 | 4423517.326
| Other Investor-Owned Electric Utilities |  | 1426420.257 | 0 | 1426420.257
| Coorperative-Owned Electric System |  | 85215.558 | 0 | 85215.558
| Municipal-Owned Electric Systems |  | 405567.214 | 0 | 405567.214
| Federal and State Electric Agencies |  | 0 | 0 | 0
Other end user service |  |  | 0 | 0 | 0
For Non Distribution service (transmission to transmission service |  |  | 0 | 0 | 0
Total Energy Delivery |  |  | 6340720.355 | 0 | 6340720.355
4901:5-5-04(C)(3)(c)(ii)
PUCO FORM FE-T5: |  | MONTHLY ENERGY TRANSACTIONS (TOTAL MWh/MONTH)
FOR THE MOST RECENT YEAR
FirstEnergy System
PART B: DELIVERY OF ENERGY
Reporting Month: |  | October 2023
1. Energy Deliveries to all points connected to the Electric Transmission Owner's System
(MWh)
|  |  | Firm | Non-Firm
|  |  | Transmission | Transmission | Total
|  |  | Service | Service
For Distribution Service:
| Affiliated Electric Utility Companies |  | 4671031.544 | 0 | 4671031.544
| Other Investor-Owned Electric Utilities |  | 1940516.93 | 0 | 1940516.93
| Coorperative-Owned Electric System |  | 87343.7 | 0 | 87343.7
| Municipal-Owned Electric Systems |  | 398058.0271 | 0 | 398058.0271
| Federal and State Electric Agencies |  | 0 | 0 | 0
Other end user service |  |  | 0 | 0 | 0
For Non Distribution service (transmission to transmission service |  |  | 0 | 0 | 0
Total Energy Delivery |  |  | 7096950.2011 | 0 | 7096950.2011
Reporting Month: |  | October 2023
2. Energy Deliveries to all points connected to the Electric Transmission Owner's System
located in Ohio (MWh)
|  |  | Firm | Non-Firm
|  |  | Transmission | Transmission | Total
|  |  | Service | Service
For Distribution Service:
| Affiliated Electric Utility Companies |  | 4328834.892 | 0 | 4328834.892
| Other Investor-Owned Electric Utilities |  | 1474539.165 | 0 | 1474539.165
| Coorperative-Owned Electric System |  | 87343.7 | 0 | 87343.7
| Municipal-Owned Electric Systems |  | 398058.0271 | 0 | 398058.0271
| Federal and State Electric Agencies |  | 0 | 0 | 0
Other end user service |  |  | 0 | 0 | 0
For Non Distribution service (transmission to transmission service |  |  | 0 | 0 | 0
Total Energy Delivery |  |  | 6288775.7841 | 0 | 6288775.7841
4901:5-5-04(C)(3)(c)(ii)
PUCO FORM FE-T5: |  | MONTHLY ENERGY TRANSACTIONS (TOTAL MWh/MONTH)
FOR THE MOST RECENT YEAR
FirstEnergy System
PART B: DELIVERY OF ENERGY
Reporting Month: |  | November 2023
1. Energy Deliveries to all points connected to the Electric Transmission Owner's System
(MWh)
|  |  | Firm | Non-Firm
|  |  | Transmission | Transmission | Total
|  |  | Service | Service
For Distribution Service:
| Affiliated Electric Utility Companies |  | 4728407.457 | 0 | 4728407.457
| Other Investor-Owned Electric Utilities |  | 1660777.886 | 0 | 1660777.886
| Coorperative-Owned Electric System |  | 100287.4166 | 0 | 100287.4166
| Municipal-Owned Electric Systems |  | 400855.4245 | 0 | 400855.4245
| Federal and State Electric Agencies |  | 0 | 0 | 0
Other end user service |  |  | 0 | 0 | 0
For Non Distribution service (transmission to transmission service |  |  | 0 | 0 | 0
Total Energy Delivery |  |  | 6890328.1841 | 0 | 6890328.1841
Reporting Month: |  | November 2023
2. Energy Deliveries to all points connected to the Electric Transmission Owner's System
located in Ohio (MWh)
|  |  | Firm | Non-Firm
|  |  | Transmission | Transmission | Total
|  |  | Service | Service
For Distribution Service:
| Affiliated Electric Utility Companies |  | 4360597.152 | 0 | 4360597.152
| Other Investor-Owned Electric Utilities |  | 1282387.886 | 0 | 1282387.886
| Coorperative-Owned Electric System |  | 100287.4166 | 0 | 100287.4166
| Municipal-Owned Electric Systems |  | 400855.4245 | 0 | 400855.4245
| Federal and State Electric Agencies |  | 0 | 0 | 0
Other end user service |  |  | 0 | 0 | 0
For Non Distribution service (transmission to transmission service |  |  | 0 | 0 | 0
Total Energy Delivery |  |  | 6144127.8791 | 0 | 6144127.8791
4901:5-5-04(C)(3)(c)(ii)
PUCO FORM FE-T5: |  | MONTHLY ENERGY TRANSACTIONS (TOTAL MWh/MONTH)
FOR THE MOST RECENT YEAR
FirstEnergy System
PART B: DELIVERY OF ENERGY
Reporting Month: |  | December 2023
1. Energy Deliveries to all points connected to the Electric Transmission Owner's System
(MWh)
|  |  | Firm | Non-Firm
|  |  | Transmission | Transmission | Total
|  |  | Service | Service
For Distribution Service:
| Affiliated Electric Utility Companies |  | 5006710.563 | 0 | 5006710.563
| Other Investor-Owned Electric Utilities |  | 1902430.833 | 0 | 1902430.833
| Coorperative-Owned Electric System |  | 96394.4552 | 0 | 96394.4552
| Municipal-Owned Electric Systems |  | 426574.4099 | 0 | 426574.4099
| Federal and State Electric Agencies |  | 0 | 0 | 0
Other end user service |  |  | 0 | 0 | 0
For Non Distribution service (transmission to transmission service |  |  | 0 | 0 | 0
Total Energy Delivery |  |  | 7432110.2611 | 0 | 7432110.2611
Reporting Month: |  | December 2023
2. Energy Deliveries to all points connected to the Electric Transmission Owner's System
located in Ohio (MWh)
|  |  | Firm | Non-Firm
|  |  | Transmission | Transmission | Total
|  |  | Service | Service
For Distribution Service:
| Affiliated Electric Utility Companies |  | 4619197.238 | 0 | 4619197.238
| Other Investor-Owned Electric Utilities |  | 1243262.833 | 0 | 1243262.833
| Coorperative-Owned Electric System |  | 96394.4552 | 0 | 96394.4552
| Municipal-Owned Electric Systems |  | 426574.4099 | 0 | 426574.4099
| Federal and State Electric Agencies |  | 0 | 0 | 0
Other end user service |  |  | 0 | 0 | 0
For Non Distribution service (transmission to transmission service |  |  | 0 | 0 | 0
Total Energy Delivery |  |  | 6385428.9361 | 0 | 6385428.9361

## T5c
4901:5-5-04(C)(3)(c)(iii)
PUCO FORM FE-T5: |  | MONTHLY ENERGY TRANSACTIONS (TOTAL MWh/MONTH)
FOR THE MOST RECENT YEAR
FirstEnergy System
PART C: LOSSES AND UNACCOUNTED FOR (MWh)
|  |  | Firm | Non-Firm
|  |  | Transmission | Transmission | Total
|  |  | Service | Service
Sources minus Delivery (a)
| January |  | 7485.6964 | 0 | 7485.6964
| February |  | -1282.6822 | 0 | -1282.6822
| March |  | -12910.9022 | 0 | -12910.9022
| April |  | 8448.592 | 0 | 8448.592
| May |  | 1150.0488 | 0 | 1150.0488
| June |  | 2219.1921 | 0 | 2219.1921
| July |  | 2057.396 | 0 | 2057.396
| August |  | 222.523 | 0 | 222.523
| September |  | 134.771 | 0 | 134.771
| October |  | -221.5971 | 0 | -221.5971
| November |  | 8193.1949 | 0 | 8193.1949
| December |  | 8915.5399 | 0 | 8915.5399
(a) FE2-T5: Part A minus Part B (1)

## T6
4901:5-5-04(C)(4)
PUCO Form FE-:T6 | Conditions at Time of Monthly Peak
(Megawatts)
Date Mo/Day/Yr | Hour (DST) | Peak MWs | Scheduled Transmission Outages (Y/N) | Unscheduled Transmission Outages (Y/N) | Emergency Operating Procedures
2023-01-31 | 19 | 9320.084 | Y | N | N
2023-02-03 | 11 | 9623.063 | Y | N | N
2023-03-14 | 10 | 9072.901 | Y | N | N
2023-04-18 | 11 | 8041.267 | Y | Y | N
2023-05-31 | 17 | 10068.362 | Y | Y | N
2023-06-30 | 17 | 10796.295 | Y | N | N
2023-07-05 | 19 | 11609.582 | Y | Y | Y
2023-08-21 | 15 | 11162.876 | Y | Y | N
2023-09-05 | 17 | 11962.986 | Y | Y | Y
2023-10-03 | 17 | 9796.072 | Y | Y | N
2023-11-28 | 18 | 9443.532 | Y | N | N
2023-12-19 | 19 | 9179.841 | Y | Y | N

## T7 OE
4901:5-5-04(D)(1)(a)
| PUCO FORM FE3-T7: | CHARACTERISTICS OF TRANSMISSION OWNER'S EXISTING TRANSMISSION LINES
*Width is typical ROW width
| ATSI-Ohio Edison Company Area | [7 empty] | *Length in miles is approximate
| Transmission Line Name and Number (a) | Point of Origin and Terminus | Summer Capability (MVA) |  | Winter Capability (MVA) |  | Operating Voltage (kV) | Design Voltage (kV) | Right-of-Way |  | Type of Supporting Structure | Number of Circuits |  | Substations On the Line
| List each Transmission Line of 125 kV or more. | Indicate location of line's beginning and terminus. | Normal Rating | Emergency Rating | Normal Rating | Emergency Rating |  |  | *Length (Miles) | *Width (Feet) | Steel Towers, Wood Poles, or Underground. Etc. and number of mile of the line of each structure | Design | Installed | Substation Name
1a
1b
2
3
4
5
6
7
8
9
11
12
13
14
16
17
18
19
20
21a
21b
22
23
24
25
26
27
29
30
31
32
77
33
34
35
36
78
61
74
37
38
39
40
41
42
43
44
45
46
47
48
49a
49b
50
51
52
53
54a
54b
55
56
57
58
59
60
62
63
64
65
66
67
68
69
150
71
72
73
99
75
76
79
80
81
82
83
84
85
86
87
88
100
180
89
105a
105b
133
137
131
94
138
130
96
97
110
90
158
102
103
104
121
106
168a
108
109
168b
111a
111b
112
113
114
115
187
107
118
119a
119b
152
92
101
123
128
125
126
127
129a
182
195
161
124
70
134
153
136
155
142
139
140
141
174a
143
144
175a
146a
192
147a
167
148
149
117
151
146b
147b
154
177b
156
183
159
160
190
116
163
164
165
166
91
93
120
169
170
135
172
173
174b
185
175b
175c
176a
176b
176c
177a
98
178a
178b
179a
179b
95
181
162
132
184
171
186
145
188
189
122
191a
191b
129b
193
194
196
197
198
199
200
201

## T7 TE
4901:5-5-04(D)(1)(a)
| PUCO FORM FE3-T7: | CHARACTERISTICS OF TRANSMISSION OWNER'S EXISTING TRANSMISSION LINES
*Width is typical ROW width
| ATSI-Toledo Edison Company Area | [7 empty] | *Length in miles is approximate
| Transmission Line Name and Number (a) | Point of Origin and Terminus | Summer Capability (MVA) |  | Winter Capability (MVA) |  | Operating Voltage (kV) | Design Voltage (kV) | Right-of-Way |  | Type of Supporting Structure | Number of Circuits |  | Substations On the Line
| List each Transmission Line of 125 kV or more. | Indicate location of line's beginning and terminus. | Normal Rating | Emergency Rating | Normal Rating | Emergency Rating |  |  | *Length (Miles) | *Width (Feet) | Steel Towers, Wood Poles, or Underground. Etc. and number of mile of the line of each structure | Design | Installed | Substation Name
1
2
3a
3b
4a
4b
5
6
7
8
9
10
11
12
13
14
15
16
17
18
19
20
21
22
23
24
25
26
27
28
29
30
31
32
33
34
35
36
37
38
39
40
41
42
43
44
45
46
47
48
49
50a
50b
51
52
53
54
55a
55b
56a
56b
57
58
59
60
61
62
63
64
65
66
67
68
69
70

## T7 CEI
4901:5-5-04(D)(1)(a)
| PUCO FORM FE3-T7: | CHARACTERISTICS OF TRANSMISSION OWNER'S EXISTING TRANSMISSION LINES
*Width is typical ROW width
| ATSI-Cleveland Electric Illuminating Company Area | [7 empty] | *Length in miles is approximate
| Transmission Line Name and Number (a) | Point of Origin and Terminus | Summer Capability (MVA) |  | Winter Capability (MVA) |  | Operating Voltage (kV) | Design Voltage (kV) | Right-of-Way |  | Type of Supporting Structure | Number of Circuits |  | Substations On the Line
| List each Transmission Line of 125 kV or more. | Indicate location of line's beginning and terminus. | Normal Rating | Emergency Rating | Normal Rating | Emergency Rating |  |  | *Length (Miles) | *Width (Feet) | Steel Towers, Wood Poles, or Underground. Etc. and number of mile of the line of each structure | Design | Installed | Substation Name
1
2
3
4
5
6
7
8
9
10
11a
11b
12
13a
13b
14
15
16
17
18
19
20
21
22
23a
23b
24a
24b
25
26
27
28
29
30
31
32a
32b
33
34
35
36
37
38
39
40
41
42
43
44
45
46
47
48
49
50
51
52
53
54
55
56
57
58
59
60
61
62
63
64
65
66
67
68
69
70
71
72
73
74
75
76
77
78
79
80
81
82
83
84
85
86
87
88
89
90
91
92
93
94
95
96
97
98
99
100
101
102a
102b
103a
103b
104
105
106
107
108

## T8 OE
4901:5-5-04(D)(1)(b) |  |  |  |  | *Change Header to reflect correct date
PUCO FORM FE3-T8: SUMMARY OF EXISTING SUBSTATIONS ON TRANSMISSION LINES
ATSI-Ohio Edison Company Area
| Type |  | Line Association(s) | Line
| Transmission (T) |  | (FE-T7 or FE-T9 | Existing
Substation Name | Distribution (D) | Voltages | Notation)

## T8 TE
4901:5-5-04(D)(1)(b) |  |  |  |  | *Change Header to reflect correct date
PUCO FORM FE3-T8: SUMMARY OF EXISTING SUBSTATIONS ON TRANSMISSION LINES
ATSI-Toledo Edison Company Area
| Type |  | Line Association(s) | Line
| Transmission (T) |  | (FE-T7 or FE-T9 | Existing
Substation Name | Distribution (D) | Voltages | Notation)

## T8 CEI
4901:5-5-04(D)(1)(b) |  |  |  |  | *Change Header to reflect correct date
PUCO FORM FE3-T8: SUMMARY OF EXISTING SUBSTATIONS ON TRANSMISSION LINES
ATSI-Cleveland Electric Illuminating Company Area
| Type |  | Line Association(s) | Line
| Transmission (T) |  | (FE-T7 or FE-T9 | Existing
Substation Name | Distribution (D) | Voltages | Notation) | or Proposed

## T9
4901:5-5-04(E)(1)
PUCO FORM FE3-T9: SPECIFICATIONS OF PLANNED ELECTRIC TRANSMISSION LINES
ATSI-Ohio Edison
1 | Line Name and Number | Abbe-Johnson No.2 69 kV Line
2 | Point of Origin | O: Abbe
| and Termination | T: Johnson
3 | Right of Way | Existing
4 | Voltage | 69,000 Volts
5 | Application for | Not applicable-below 125 kV threshold
Certificate
6 | Construction | Commence: 2022
Complete: 2027
Operation: 2027
7 | Capital Investment | 12.4 M
8 | Substations | No. of planned substations: None
Voltage: N/A
Location: N/A
9 | Supporting Structures | Wood Poles
10 | Participation with other | None
Utilities
11 | Purpose of Planned Transmission Line | Rebuild and reconductor transmission line to increase thermal capacity
12 | Consequence of Line Construction Deferment Or Termination | Thermal overloads on the 69 kV line identified in the PJM RTEP process due to a P2-1 contingency.
13 | Miscellaneous | PJM RTEP #: b3720
PUCO FORM FE3-T9: SPECIFICATIONS OF PLANNED ELECTRIC TRANSMISSION LINES
ATSI-Ohio Edison
1 | Line Name and Number | Cloverdale to BitDeer Power Solution 138 kV Line
2 | Point of Origin | O: Cloverdale
| and Termination | T: BitDeer Power Subtation
3 | Right of Way | Proposed
4 | Voltage | 138,000 Volts
5 | Application for | Anticipated to be submitted as an OPSB Letter of Notification at a future date.
Certificate
6 | Construction | Commence: 2023
Complete: 2025
Operation: 2025
7 | Capital Investment | $0 M
8 | Substations | No. of planned substations: 1
Voltage: 138 kV
Location: Cloverdale
9 | Supporting Structures | Wood Poles
10 | Participation with other | None
Utilities
11 | Purpose of Planned Transmission Line | Add a 2000A 138 kV circuit breaker at the old Cloverdale 138 kV breaker B-285 position (Cloverdale North 138 kV Bus) to provide a new 138 kV line exit to a new customer substation
12 | Consequence of Line Construction Deferment Or Termination | Potential operational constraints under multiple contingency conditions.
13 | Miscellaneous | PJM RTEP #: s3106.1
PUCO FORM FE3-T9: SPECIFICATIONS OF PLANNED ELECTRIC TRANSMISSION LINES
ATSI- Illuminating Company
1 | Line Name and Number | Black River-AstorQ11 138 kV Line
Build a new 138 kV three (4) circuit breaker ring bus switching substation (Astor 2)
Loop the Avon-Emily Q14 138 kV line in./out of the Astor2 substation
Build a new 138 kV five (6) breaker ring bus north of Black River-Cromwell 138 kV sub
Loop the Black River-Republic Vine and Black River-Republic Arc 138 kV lines in/out of the Cromwell substation
Build a new ~8 miles 138 kV line from Cromwell to Astor 2 138 kV substation.
2 | Point of Origin | Black River-Cromwell No1 & No2 138 kV Lines
| and Termination | O: Black River
T: Cromwell
Cromwell-Republic Vine 138 kV line
O: Cromwell
T: Republic Vine
Cromwell-Republic Arc 138 kV line
O: Cromwell
T: Republic Arc
Cromwell-Astor2 138 kV line
O: Astor 2
T: Cromwell
Astor2-EmilyQ14 138 kV line
O: Astor 2
T: Emily
Astor2-Avon Q14 138 kV line
O: Astor 2
T: Avon
3 | Right of Way | Existing
4 | Voltage | 138,000 Volts
5 | Application for | Anticipated to be submitted as a OPSB Certificate of Environmental Compatibility and Public Need at future date.
Certificate
6 | Construction | Commence: 2022
Complete: 2026
Operation: 2026
7 | Capital Investment | $24.5 M
8 | Substations | No. of planned substations: Two
Voltage: 138 kV
Location: Astor & Cromwell
9 | Supporting Structures | Steel Towers
10 | Participation with other | None
Utilities
11 | Purpose of Planned Transmission Line | Increase margin on 138 kV transmission system, increase operational flexibility and efficiency and infrastructure resilience
12 | Consequence of Line Construction Deferment Or Termination | High thermal loading on 138 kV transmission system post contingency
13 | Miscellaneous | PJM RTEP #: s1873
PUCO FORM FE3-T9: SPECIFICATIONS OF PLANNED ELECTRIC TRANSMISSION LINES
ATSI-Ohio Edison
1 | Line Name and Number | Campbellsport to Ravenna 69 kV line (Tap to Customer)
2 | Point of Origin | O: Campbellsport
| and Termination | T: Ravenna
3 | Right of Way | Proposed
4 | Voltage | 69,000 volts
5 | Application for | Not applicable-below 125 kV threshold
Certificate
6 | Construction | Commence: 2023
Complete: 2024
Operation: 2024
7 | Capital Investment | $0.8 M
8 | Substations | No. of planned substations: None
Voltage: N/A
Location: N/A
9 | Supporting Structures | Wood Poles
10 | Participation with other | None
Utilities
11 | Purpose of Planned Expansion | Build 0.4 miles to POI of customer on Campbellsport - Ravenna 69 kV line
12 | Consequence of Line Construction Deferment Or Termination | Potential risk of transmission outages and load loss
13 | Miscellaneous | PJM RTEP #: s3130.1
PUCO FORM FE3-T9: SPECIFICATIONS OF PLANNED ELECTRIC TRANSMISSION LINES
ATSI-Ohio Edison
1 | Line Name and Number | Holloway-Nottingham-Knox 138 kV Line Rebuild
Rebuild the existing Knox-Nottingham 138 kV line (approximately 44 miles)
Rebuild the existing Nottingham-Holloway #1 and #2 138 kV lines (approximately 21 miles)
Rebuild a portion of the Nottingham-Yager #1 138 kV line (approximately 3.6 miles)
2 | Point of Origin | T: Holloway
| and Termination | O: Knox
3 | Right of Way | Existing
4 | Voltage | 138,000 Volts
5 | Application for | Construction started
Certificate
6 | Construction | Commence: 2020
Complete: 2025
Operation: 2025
7 | Capital Investment | $193.8 M
8 | Substations | No. of planned substations: None
Voltage: N/A
Location: N/A
9 | Supporting Structures | Steel Towers
10 | Participation with other | None
Utilities
11 | Purpose of Planned Expansion | Rebuild/Rehab 64 miles of 138 kV line due to aged infrastructure
12 | Consequence of Line Construction Deferment Or Termination | Potential risk of transmission outages
13 | Miscellaneous | PJM RTEP #: s1718
PUCO FORM FE3-T9: SPECIFICATIONS OF PLANNED ELECTRIC TRANSMISSION LINES
ATSI-Ohio Edison
1 | Line Name and Number | Hanna to Highland 345 kV line (Service to AB1-105)
2 | Point of Origin | O: Hanna
| and Termination | T: Highland
3 | Right of Way | Proposed
4 | Voltage | 345,000 Volts
5 | Application for | Anticipated to be submitted as a OPSB letter of Notification at future date
Certificate
6 | Construction | Commence: 2023
Complete: 2025
Operation: 2025
7 | Capital Investment | $10.96 M
8 | Substations | No. of planned substations: 1
Voltage: 345 kV
Location: New 345 kV substation
9 | Supporting Structures | Steel Towers
10 | Participation with other | None
Utilities
11 | Purpose of Planned Expansion | Service to AB1-105 Generation Interconnection
12 | Consequence of Line Construction Deferment Or Termination | Generation Interconnection Request
13 | Miscellaneous | PJM RTEP #: n5196, n5197, n5198, n5199
PUCO FORM FE3-T9: SPECIFICATIONS OF PLANNED ELECTRIC TRANSMISSION LINES
ATSI-Ohio Edison
1 | Line Name and Number | Gilchrist-Star 69kV Line
2 | Point of Origin | O: Gilchrist
| and Termination | T: Star
3 | Right of Way | Existing
4 | Voltage | 69,000 Volts
5 | Application for | Not applicable-below 125 kV threshold
Certificate
6 | Construction | Commence: 2022
Complete: 2027
Operation: 2027
7 | Capital Investment | $62.5 M
8 | Substations | No. of planned substations: 0
Voltage: N/A
Location: N/A
9 | Supporting Structures | Wood Poles
10 | Participation with other | None
Utilities
11 | Purpose of Planned Expansion | Rebuild 23 miles of wood structures on 25 mile line
12 | Consequence of Line Construction Deferment Or Termination | Potential risk of transmission outages
13 | Miscellaneous | PJM RTEP #: sNNNN
PUCO FORM FE3-T9: SPECIFICATIONS OF PLANNED ELECTRIC TRANSMISSION LINES
ATSI-Ohio Edison
1 | Line Name and Number | Cloverdale-Dale 69 kV Line (Tap to new customer substation)
2 | Point of Origin | O: Cloverdale
| and Termination | T: New customer substation
O: Dale
T: New customer substation
3 | Right of Way | Proposed
4 | Voltage | 69,000 volts
5 | Application for | Not applicable-below 125 kV threshold
Certificate
6 | Construction | Commence: 2023
Complete: 2025
Operation: 2025
7 | Capital Investment | $0.63 M
8 | Substations | No. of planned substations: 0
Voltage:N/A
Location: N/A
9 | Supporting Structures | Wood Poles
10 | Participation with other | None
Utilities
11 | Purpose of Planned Expansion | Tap the Cloverdale-Dale #2 69 kV line at str# 29/30 and build span of 69 kV line with 556 kcmil ACSR to the customer substation
12 | Consequence of Line Construction Deferment Or Termination | Potential risk of transmission outages
13 | Miscellaneous | PJM RTEP #: sNNNN
PUCO FORM FE3-T9: SPECIFICATIONS OF PLANNED ELECTRIC TRANSMISSION LINES
ATSI-Ohio Edison
1 | Line Name and Number | Dilworth-Maysville 69kV Line
2 | Point of Origin | O: Dilsworth
| and Termination | T: Maysville
3 | Right of Way | Existing
4 | Voltage | 69,000 volts
5 | Application for | Not applicable-below 125 kV threshold
Certificate
6 | Construction | Commence: 2023
Complete: 2025
Operation: 2025
7 | Capital Investment | $25.2 M
8 | Substations | No. of planned substations:0
Voltage:
Location: Seville
9 | Supporting Structures | Wood Poles
10 | Participation with other | None
Utilities
11 | Purpose of Planned Expansion | Rebuild 11.4 mile section of primarily wood pole line from Dilworth substation to Andover substation
12 | Consequence of Line Construction Deferment Or Termination | Potential risk of transmission outages
13 | Miscellaneous | PJM RTEP #: sNNNN
PUCO FORM FE3-T9: SPECIFICATIONS OF PLANNED ELECTRIC TRANSMISSION LINES
ATSI-Ohio Edison
1 | Line Name and Number | Beaver-Shinrock & Beaver-Black River 138 kV lines
2 | Point of Origin | O: Beaver
| and Termination | T: Shinrock
T: Black River
3 | Right of Way | Proposed
4 | Voltage | 138,000 volts
5 | Application for | Anticipated to be submitted as a OPSB Letter of Notification at future date.
Certificate
6 | Construction | Commence: 2020
Complete: 2025
Operation: 2025
7 | Capital Investment | $12.6 M
8 | Substations | No. of planned substations: 1
Voltage: 138/69 kV
Location: Oak Point (new substation)
9 | Supporting Structures | Steel Towers
10 | Participation with other | None
Utilities
11 | Purpose of Planned Expansion | Build new Beaver-Shinrock & Beaver-Black River 138 kV lines. Provides a new 138/69 kV source to the area and improve system reliability and performance, operational flexiblility and efficiency, and infrastructure resilience.
12 | Consequence of Line Construction Deferment Or Termination | Potential risk of transmission outages and load at risk
13 | Miscellaneous | PJM RTEP #: s1945
PUCO FORM FE3-T9: SPECIFICATIONS OF PLANNED ELECTRIC TRANSMISSION LINES
ATSI-Ohio Edison
1 | Line Name and Number | Lincoln Park-Riverbend 138 kV Line
2 | Point of Origin | O: Lincoln Park
| and Termination | T: Riverbend
3 | Right of Way | Proposed
4 | Voltage | 138,000 volts
5 | Application for | Anticipated to be submitted as a OPSB Certificate of Environmental Compatibility and Public Need at future date.
Certificate
6 | Construction | Commence: 2022
Complete: 2026
Operation: 2026
7 | Capital Investment | $25.9 M
8 | Substations | No. of planned substations: 1
Voltage: 138 kV
Location: Riverbend
9 | Supporting Structures | Steel Towers
10 | Participation with other | None
Utilities
11 | Purpose of Planned Expansion | Build new 5.65 mile Lincoln Park-Riverbend 138 kV line to improve system reliability and performance in the area. Reduce loss of load under certain contingency conditions.
12 | Consequence of Line Construction Deferment Or Termination | Potential risk of transmission outages
13 | Miscellaneous | PJM RTEP #: s1947
PUCO FORM FE3-T9: SPECIFICATIONS OF PLANNED ELECTRIC TRANSMISSION LINES
ATSI-Illuminating Company Company
1 | Line Name and Number | Leroy Center - Mayfield Q2 138 kV Line
2 | Point of Origin | O: Leroy Center
| and Termination | T: Mayfield
3 | Right of Way | Existing
4 | Voltage | 138,000 Volts
5 | Application for | Anticipated to be submitted as a OPSB letter of Notification at future date
Certificate
6 | Construction | Commence: 2023
Complete: 2024
Operation: 2024
7 | Capital Investment | $14.9 M
8 | Substations | No. of planned substations: None
Voltage: N/A
Location: N/A
9 | Supporting Structures | Steel Towers
10 | Participation with other | None
Utilities
11 | Purpose of Planned Expansion | High thermal loading observing on this line post certain contingencies. Reconductor the 15.8 mile Q2 line section from Leroy Center - Pawnee Tap and Pawnee Tap - Mayfield with 336 ACSS
12 | Consequence of Line Construction Deferment Or Termination | Potential risk of transmission outages
13 | Miscellaneous | PJM RTEP #: s2759
PUCO FORM FE3-T9: SPECIFICATIONS OF PLANNED ELECTRIC TRANSMISSION LINES
ATSI-Illuminating Company Company
1 | Line Name and Number | Evergreen to Highland 138 kV Line
2 | Point of Origin | O: Evergreen
| and Termination | T: Highland
3 | Right of Way | Proposed
4 | Voltage | 138,000 Volts
5 | Application for | Anticipated to be submitted as a OPSB letter of Notification at future date
Certificate
6 | Construction | Commence: 2023
Complete: 2025
Operation: 2025
7 | Capital Investment | $1.4 M
8 | Substations | No. of planned substations: None
Voltage: N/A
Location: N/A
9 | Supporting Structures | Steel Towers
10 | Participation with other | None
Utilities
11 | Purpose of Planned Expansion | Tap the Highland-Evergreen #3 138 kV Line at or near structure 10861. Build 0.2 miles of 795 ACSR 138 kV line from tap location to the customer substation
12 | Consequence of Line Construction Deferment Or Termination | Potential risk of transmission outages
13 | Miscellaneous | PJM RTEP #: sNNNN
PUCO FORM FE3-T9: SPECIFICATIONS OF PLANNED ELECTRIC TRANSMISSION LINES
ATSI-Ohio Edison
1 | Line Name and Number | Amherst-Johnson 69 kV Line & Amherst-Henrietta 69 kV Line
2 | Point of Origin | Amherst-Johnson 69 kV line
| and Termination | O: Amherst
T: Johnson
Amherst-Henrietta 69 kV line
O: Amherst
T: Henrietta
3 | Right of Way | Existing
4 | Voltage | 69,000 volts
5 | Application for | Not applicable-below 125 kV threshold
Certificate
6 | Construction | Commence: 2020
Complete: 2025
Operation: 2025
7 | Capital Investment | $4.8 M
8 | Substations | No. of planned substations: 1
Voltage: 69 kV
Location: Amherst
9 | Supporting Structures | Wood Poles
10 | Participation with other | None
Utilities
11 | Purpose of Planned Expansion | Rebuild the Amherst Muni/Nordson tap (approximately 0.8 miles) as a double circuit 69 kV line into a new ring bus station to increase system reliability and performance, and operational flexibility.
12 | Consequence of Line Construction Deferment Or Termination | Potential risk of transmission outages
13 | Miscellaneous | PJM RTEP #: s1948
PUCO FORM FE3-T9: SPECIFICATIONS OF PLANNED ELECTRIC TRANSMISSION LINES
ATSI-Ohio Edison
1 | Line Name and Number | Campbell Soup (Napoloen) 69 kV line
2 | Point of Origin | O: Campbell Soup
| and Termination | T: Napoloen
3 | Right of Way | Proposed
4 | Voltage | 69,000 volts
5 | Application for | Not applicable-below 125 kV threshold
Certificate
6 | Construction | Commence: 2023
Complete: 2024
Operation: 2024
7 | Capital Investment | $0 M
8 | Substations | No. of planned substations: None
Voltage: N/A
Location: N/A
9 | Supporting Structures | Steel Towers
10 | Participation with other | None
Utilities
11 | Purpose of Planned Expansion | Build 1-2 spans of 336.4 ACSR 26/7 from new switch location to new customer substation
12 | Consequence of Line Construction Deferment Or Termination | Potential risk of transmission outages
13 | Miscellaneous | PJM RTEP #: s3132.1
PUCO FORM FE3-T9: SPECIFICATIONS OF PLANNED ELECTRIC TRANSMISSION LINES
ATSI-Ohio Edison
1 | Line Name and Number | Elm-Ivanhoe 138 kV Line
2 | Point of Origin | O: Elm
| and Termination | T: Ivanhoe
3 | Right of Way | Proposed
4 | Voltage | 138,000 Volts
5 | Application for | Anticipated to be submitted as a OPSB Letter of Notification at future date.
Certificate
6 | Construction | Commence: 2023
Complete: 2026
Operation: 2026
7 | Capital Investment | $20.1 M
8 | Substations | No. of planned substations: 2
Voltage: 138 kV
Location: Elm and Ivanhoe
9 | Supporting Structures | Steel Towers
10 | Participation with other | None
Utilities
11 | Purpose of Planned Expansion | Mitigates isolation of roughly 134.1 MW and 28,580 customers for P6-1-1 contingencies, Mitigates loss of roughly 70.2 MW and 15,884 customers for P1-2 contingencies
12 | Consequence of Line Construction Deferment Or Termination | Maintain the possibility of isolating roughly 134.1 MW and 28,580 customers for P6-1-1 and roughly 70.2 MW and 15,884 customers for P1-2.
13 | Miscellaneous | PJM RTEP #: s1950
PUCO FORM FE3-T9: SPECIFICATIONS OF PLANNED ELECTRIC TRANSMISSION LINES
ATSI-Ohio Edison
1 | Line Name and Number | Kimberly-Weldon 69 kV line
2 | Point of Origin | O: Kimberly
| and Termination | T: Weldon
3 | Right of Way | Proposed
4 | Voltage | 69,000 volts
5 | Application for | Not applicable-below 125 kV threshold
Certificate
6 | Construction | Commence: 2023
Complete: 2026
Operation: 2026
7 | Capital Investment | $17.4 M
8 | Substations | No. of planned substations: One
Voltage: 69 kV
Location: Weldon
9 | Supporting Structures | Wood Poles
10 | Participation with other | None
Utilities
11 | Purpose of Planned Expansion | Build new 6.4 mile line Kimberly-Weldon 69 kV and ring bus station to network 69 kV transmission system and provide increased reliability and performance, operational flexibility and efficiency, and infrastructure reslience. Mitigates local load loss under certain contingency conditions.
12 | Consequence of Line Construction Deferment Or Termination | Potential risk of transmission outages
13 | Miscellaneous | PJM RTEP #: s1952
PUCO FORM FE3-T9: SPECIFICATIONS OF PLANNED ELECTRIC TRANSMISSION LINES
ATSI-Ohio Edison
1 | Line Name and Number | Snyder 69 kV (AE2-181 Generation Interconnection)
2 | Point of Origin | O: Snyder
| and Termination | T: AE2-181
3 | Right of Way | Proposed
4 | Voltage | 69,000 Volts
5 | Application for | Not applicable-below 125 kV threshold
Certificate
6 | Construction | Commence: 2023
Complete: 2025
Operation: 2025
7 | Capital Investment | $0.87 M
8 | Substations | No. of planned substations: 1
Voltage: 69 kV
Location: Snyder
9 | Supporting Structures | Steel Towers
10 | Participation with other | None
Utilities
11 | Purpose of Planned Expansion | Create a new ling exit by installing a new 69 kV breaker at the new Synder 69 kV Ring Bus for AE2-181 project
12 | Consequence of Line Construction Deferment Or Termination | Generation Interconnection Request
13 | Miscellaneous | PJM RTEP #: n8206
PUCO FORM FE3-T9: SPECIFICATIONS OF PLANNED ELECTRIC TRANSMISSION LINES
ATSI-Toledo Edison
1 | Line Name and Number | Angola-Eber-Vulcan 138 kV Line
2 | Point of Origin | O: Angola
| and Termination | T: Wentworth
3 | Right of Way | Existing
4 | Voltage | 138,000 volts
5 | Application for | Project approved OPSB Case No. 23-0953-EL-BLN. Under construction.
Certificate
6 | Construction | Commence: 2021
Complete: 2025
Operation: 2025
7 | Capital Investment | $21.0 M
8 | Substations | No. of planned substations: 1
Voltage: 138 kV
Location: Wentworth
9 | Supporting Structures | Steel Towers
10 | Participation with other | None
Utilities
11 | Purpose of Planned Expansion | Rebuild 2.0 miles of Angola-Eber-Vulcan 138 kV line and eliminate three-terminal line configuration to improve system protection, operational flexibility during maintenance and restoration efforts, and reduce the amount of local load loss under contingency conditions.
12 | Consequence of Line Construction Deferment Or Termination | Potential risk of transmission outages
13 | Miscellaneous | PJM RTEP #: s1700
PUCO FORM FE3-T9: SPECIFICATIONS OF PLANNED ELECTRIC TRANSMISSION LINES
ATSI-Toledo Edison
1 | Line Name and Number | Lemoyne-Woodville-Fostoria 138 kV Line
2 | Point of Origin | O: Lemoyne
| and Termination | T: Woodville
3 | Right of Way | Proposed
4 | Voltage | 138,000 volts
5 | Application for | Project approved OPSB Case No. 19-1337-EL-BLN. Under construction.
Certificate
6 | Construction | Commence: 2020
Complete: 2024
Operation: 2024
7 | Capital Investment | $16.3 M
8 | Substations | No. of planned substations: 1
Voltage: 138 kV
Location: Woodville No. 2
9 | Supporting Structures | Steel Towers
10 | Participation with other | AEP-West End substation
Utilities
11 | Purpose of Planned Expansion | Build new 3.1 miles line from AEP West End substation and eliminate four-terminal line to improve system protection, operational flexibility during maintenance and restoration efforts, and provide voltage support for the Woodville 34.5 kV system.
12 | Consequence of Line Construction Deferment Or Termination | Potential risk of transmission outages
13 | Miscellaneous | PJM RTEP #: s1702
PUCO FORM FE3-T9: SPECIFICATIONS OF PLANNED ELECTRIC TRANSMISSION LINES
ATSI-Toledo Edison
1 | Line Name and Number | Brush Wellman-Ottawa 69 kV Line
2 | Point of Origin | O: Brush Wellman
| and Termination | T: Ottawa
3 | Right of Way | Existing
4 | Voltage | 69,000 volts
5 | Application for | Not applicable-below 125 kV threshold
Certificate
6 | Construction | Commence: 2022
Complete: 2029
Operation: 2029
7 | Capital Investment | $10.0 M
8 | Substations | No. of planned substations: None
Voltage: N/A
Location: N/A
9 | Supporting Structures | Wood Poles
10 | Participation with other | None
Utilities
11 | Purpose of Planned Expansion | Rebuild 7.3 miles of Brush Wellman-Ottawa 69 kV to improve system reliability and performance due to aging infrastructure.
12 | Consequence of Line Construction Deferment Or Termination | Potential risk of transmission outages
13 | Miscellaneous | PJM RTEP #: s1964
PUCO FORM FE3-T9: SPECIFICATIONS OF PLANNED ELECTRIC TRANSMISSION LINES
ATSI-Toledo Edison
1 | Line Name and Number | Lemoyne - Midway 138 kV Line (Tap to existing Brim substation)
2 | Point of Origin | O - Lemoyne
| and Termination | T- Brim
O - Brim
T- Midway
3 | Right of Way | Proposed
4 | Voltage | 138,000 Volts
5 | Application for | Project Approved OPSB Application for Environmental Compatibility and Public Need 18-1335-EL-BTX. Under construction.
Certificate
6 | Construction | Commence: 2019
Complete: 2024
Operation: 2024
7 | Capital Investment | $21.7 M
8 | Substations | No. of planned substations: 1
Voltage: 138 kV
Location: Brim 138/69 kV
9 | Supporting Structures | Steel Towers
10 | Participation with other Utilities | None
11 | Purpose of Planned Transmission Line | From Tap point on Lemoyne-Midway 138 kV line to Brim substation is approximately 5.2 miles south of the tap point. Required to support 69 kV voltages and load during contingencies
12 | Consequence of Line Construction Deferment Or Termination | Potential load loss under certain contingency conditions.
13 | Miscellaneous | PJM RTEP #: s1703
PUCO FORM FE3-T9: SPECIFICATIONS OF PLANNED ELECTRIC TRANSMISSION LINES
ATSI-Illuminating Company Company
1 | Line Name and Number | Pawnee Tap - Mayfield Q1 138 kV Line
2 | Point of Origin | O: Pawnee
| and Termination | T: Mayfield
3 | Right of Way | Existing
4 | Voltage | 138,000 Volts
5 | Application for | Anticipated to be submitted as a OPSB letter of Notification at future date
Certificate
6 | Construction | Commence: 2022
Complete: 2026
Operation: 2026
7 | Capital Investment | $15.2 M
8 | Substations | No. of planned substations: None
Voltage: N/A
Location: N/A
9 | Supporting Structures | Steel Towers
10 | Participation with other | None
Utilities
11 | Purpose of Planned Transmission Line | Reconductor the 7.3 mile 138 kV line section from Pawnee tap Mayfield Q1 to increase thermal capacity of transmission line.
12 | Consequence of Line Construction Deferment Or Termination | Increased risk of unplanned outages and increase in maintenance costs.
13 | Miscellaneous | PJM RTEP #: s2924
PUCO FORM FE3-T9: SPECIFICATIONS OF PLANNED ELECTRIC TRANSMISSION LINES
ATSI-Illuminating Company
1 | Line Name and Number | Leroy Center - Mayfield 138 kV Q4 Line Reconductor
2 | Point of Origin | O: Leroy Center
| and Termination | T: Mayfield
3 | Right of Way | Existing
4 | Voltage | 138,000 Volts
5 | Application for | Project approved OPSB Case No. 23-0462-EL-BLN. Under construction.
Certificate
6 | Construction | Commence: 2022
Complete: 2027
Operation: 2027
7 | Capital Investment | $33.5 M
8 | Substations | No. of planned substations: None
Voltage: N/A
Location: N/A
9 | Supporting Structures | Steel Towers
10 | Participation with other | None
Utilities
11 | Purpose of Planned Expansion | Rectify current vulnerability of dropped conductor due to cold end plate wear, and legacy conductor.Reconductor 15.7 mile Leroy Center - Mayfield Q4 138 kV line with 336 ACSS
12 | Consequence of Line Construction Deferment Or Termination | Equipment continues to age and degrade
13 | Miscellaneous | PJM RTEP #: s2925
PUCO FORM FE3-T9: SPECIFICATIONS OF PLANNED ELECTRIC TRANSMISSION LINES
ATSI-Ohio Edison
1 | Line Name and Number | Henrietta to Johnson 69 kV Line
2 | Point of Origin | T: Henrietta
| and Termination | O: Johnson
3 | Right of Way | Existing
4 | Voltage | 69,000 Volts
5 | Application for | Not applicable-below 125 kV threshold
Certificate
6 | Construction | Commence: 2023
Complete: 2025
Operation: 2025
7 | Capital Investment | $18 M
8 | Substations | No. of planned substations: None
Voltage: N/A
Location: N/A
9 | Supporting Structures | Wood poles
10 | Participation with other | None
Utilities
11 | Purpose of Planned Expansion | Rebuild/Reconductor entire 14.48 miles wood pole line
12 | Consequence of Line Construction Deferment Or Termination | Potential risk of transmission outages
13 | Miscellaneous | PJM RTEP #: sNNNN
PUCO FORM FE3-T9: SPECIFICATIONS OF PLANNED ELECTRIC TRANSMISSION LINES
ATSI-Ohio Edison
1 | Line Name and Number | Niles Central - Packard 138kV Line Rebuild/Reconductor
2 | Point of Origin | Niles Central - Packard 138kV Line
| and Termination | O: Niles Central
T: Packard
3 | Right of Way | Existing
4 | Voltage | 138,000 Volts
5 | Application for | Anticipated to be submitted as a OPSB letter of Notification at future date
Certificate
6 | Construction | Commence: 2023
Complete: 2025
Operation: 2025
7 | Capital Investment | $12.6 M
8 | Substations | No. of planned substations:No
Voltage: N/A
Location:N/A
9 | Supporting Structures | Wood poles
10 | Participation with other | None
Utilities
11 | Purpose of Planned Expansion | Rebuild the Niles Central Packard line. Reconductor with 556 kcmil ACSR
12 | Consequence of Line Construction Deferment Or Termination | Potential risk of transmission outages
13 | Miscellaneous | PJM RTEP #: sNNNN
PUCO FORM FE3-T9: SPECIFICATIONS OF PLANNED ELECTRIC TRANSMISSION LINES
ATSI-Ohio Edison
1 | Line Name and Number | Bellevue-Carriage 69 kV Line Reconductor/Rehab
2 | Point of Origin | T: Bellevue
| and Termination | O: Carriage
3 | Right of Way | Existing
4 | Voltage | 69,000 Volts
5 | Application for | Not applicable-below 125 kV threshold
Certificate
6 | Construction | Commence: 2020
Complete: 2024
Operation: 2024
7 | Capital Investment | $21.4 M
8 | Substations | No. of planned substations: None
Voltage: N/A
Location: N/A
9 | Supporting Structures | Wood Poles
10 | Participation with other | None
Utilities
11 | Purpose of Planned Expansion | Rebuild/Rehab 13.4 miles of 69 kV line based on condition assessment
12 | Consequence of Line Construction Deferment Or Termination | Potential risk of transmission outages
13 | Miscellaneous | PJM RTEP #: s1800
PUCO FORM FE3-T9: SPECIFICATIONS OF PLANNED ELECTRIC TRANSMISSION LINES
ATSI-Ohio Edison
1 | Line Name and Number | Rittman (Star) 69 kV Line Rehab/Rebuild
2 | Point of Origin | T: Rittman
| and Termination | O: Star
3 | Right of Way | Existing
4 | Voltage | 69,000 Volts
5 | Application for | Not applicable-below 125 kV threshold
Certificate
6 | Construction | Commence: 2021
Complete: 2026
Operation: 2026
7 | Capital Investment | $18.6 M
8 | Substations | No. of planned substations: None
Voltage: N/A
Location: N/A
9 | Supporting Structures | Wood Poles
10 | Participation with other | None
Utilities
11 | Purpose of Planned Expansion | Rebuild/Rehab of 17.4 miles 69 kV line based on condition assessment
12 | Consequence of Line Construction Deferment Or Termination | Potential risk of transmission outages
13 | Miscellaneous | PJM RTEP #: s1802
PUCO FORM FE3-T9: SPECIFICATIONS OF PLANNED ELECTRIC TRANSMISSION LINES
ATSI-Ohio Edison
1 | Line Name and Number | Carlisle-Wellington 69 kV Line Rehab and Switches
2 | Point of Origin | T: Carlisle
| and Termination | O: Wellington
3 | Right of Way | Existing
4 | Voltage | 69,000 Volts
5 | Application for | Not applicable-below 125 kV threshold
Certificate
6 | Construction | Commence: 2021
Complete: 2024
Operation: 2024
7 | Capital Investment | $18.8 M
8 | Substations | No. of planned substations: None
Voltage: N/A
Location: N/A
9 | Supporting Structures | Wood Poles
10 | Participation with other | None
Utilities
11 | Purpose of Planned Expansion | Rebuild/Rehab of 28.5 miles 69 kV line based on condition assessment
12 | Consequence of Line Construction Deferment Or Termination | Potential risk of transmission outages
13 | Miscellaneous | PJM RTEP #: s1803
PUCO FORM FE3-T9: SPECIFICATIONS OF PLANNED ELECTRIC TRANSMISSION LINES
ATSI-Toledo Edison
1 | Line Name and Number | Maroe - Malinta Network and 69 kV Conversion Project
2 | Point of Origin | (Weston-Malinta 34.5 kV & Richland-Maroe 34.5kV to 69 kV circuits)
| and Termination | T: Weston
O: Richland
3 | Right of Way | Proposed
4 | Voltage | 69,000 Volts
5 | Application for | Not applicable-below 125 kV threshold
Certificate
6 | Construction | Commence: 2021
Complete: 2027
Operation: 2027
7 | Capital Investment | $103 M
8 | Substations | No. of planned substations: 2
Voltage: 69 kV
Location: Ayersville and Weston
9 | Supporting Structures | Wood Poles
10 | Participation with other | None
Utilities
11 | Purpose of Planned Expansion | Convert existing Weston-Malinta 34.5 kV & Richland-Maroe 34.5kV to 69 kV circuits. Network the existing lines by building a new 69 kV line (5.6 miles) Project will improve system reliability and performance, operational flexibility and resiliency, and provides additional capacity and growth for the customers served in the area.
12 | Consequence of Line Construction Deferment Or Termination | Potential risk of transmission outages
13 | Miscellaneous | PJM RTEP #: s1953
PUCO FORM FE3-T9: SPECIFICATIONS OF PLANNED ELECTRIC TRANSMISSION LINES
ATSI-Toledo Edison
1 | Line Name and Number | Weston to AF1-064 generation interconnection
2 | Point of Origin | O: Weston
| and Termination | T: AF1-064
3 | Right of Way | Proposed
4 | Voltage | 69,000 Volts
5 | Application for | Not applicable-below 125 kV threshold
Certificate
6 | Construction | Commence: 2023
Complete: 2025
Operation: 2025
7 | Capital Investment | $2.06 M
8 | Substations | No. of planned substations: 1
Voltage: 69 kV
Location: Weston
9 | Supporting Structures | Wood Poles
10 | Participation with other | None
Utilities
11 | Purpose of Planned Expansion | Service to AF1-064 Generation Interconnection
12 | Consequence of Line Construction Deferment Or Termination | Generation Interconnection Request
13 | Miscellaneous | PJM RTEP #: n8455.1, n8455.2
PUCO FORM FE3-T9: SPECIFICATIONS OF PLANNED ELECTRIC TRANSMISSION LINES
ATSI-Ohio Edison
1 | Line Name and Number | Loop the Hanville-Wellington 69 kV Line into New London sub
2 | Point of Origin | Hanville-New London 69 kV line
| and Termination | O: Hanville
T: New London
New London-Wellington 69 kV line
O: New London
T: Wellington
3 | Right of Way | Proposed
4 | Voltage | 69,000 Volts
5 | Application for | Not applicable-below 125 kV threshold
Certificate
6 | Construction | Commence: 2022
Complete: 2025
Operation: 2025
7 | Capital Investment | $10 M
8 | Substations | No. of planned substations:1
Voltage: 69 kV
Location: New London
9 | Supporting Structures | Wood Poles
10 | Participation with other | AEP- East Greenwich 69 kV
Utilities
11 | Purpose of Planned Transmission Line | Network radial line to reduce risk of load loss
12 | Consequence of Line Construction Deferment Or Termination | 17 MW and 4,819 customers at risk
13 | Miscellaneous | PJM RTEP #: s2748.8
PUCO FORM FE3-T9: SPECIFICATIONS OF PLANNED ELECTRIC TRANSMISSION LINES
ATSI-Ohio Edison
1 | Line Name and Number | Dowling to New Customer Substation
2 | Point of Origin | O: Dowling
| and Termination | T: New Customer Substation
3 | Right of Way | Proposed
4 | Voltage | 138,000 Volts
5 | Application for | Anticipated to be submitted as a OPSB Letter of Notification at future date.
Certificate
6 | Construction | Commence: 2023
Complete: 2025
Operation: 2025
7 | Capital Investment | $10.3M
8 | Substations | No. of planned substations: 1
Voltage: 138 kV
Location: Dowling
9 | Supporting Structures | Steel Towers
10 | Participation with other | None
Utilities
11 | Purpose of Planned Transmission Line | Service to New customer substations
12 | Consequence of Line Construction Deferment Or Termination | Load interconnection request
13 | Miscellaneous | PJM RTEP #: sNNNN
PUCO FORM FE3-T9: SPECIFICATIONS OF PLANNED ELECTRIC TRANSMISSION LINES
ATSI-Ohio Edison
1 | Line Name and Number | Loop the Galion-Roberts South 138 kV Line into New Selma Substation for AC2-195
2 | Point of Origin | Galion-Selma 138 kV Line
| and Termination | O: Galion
T: Selma
Roberts-Selma 138 kV Line
O: Roberts
T: Selma
Selma-AC2-195 Gen 138 kV Line
O: Selma
T: AC2-195 Gen
3 | Right of Way | Proposed
4 | Voltage | 138,000 Volts
5 | Application for | Anticipated to be submitted as an OPSB Letter of Notification at a future date
Certificate
6 | Construction | Commence: 2022
Complete: 2025
Operation: 2025
7 | Capital Investment | $8.56 M
8 | Substations | No of planned substations: 1
Voltage: 138 kV
Location: Selma (new substation)
9 | Supporting Structures | Wood Poles
10 | Participation with other | None
Utilities
11 | Purpose of Planned Transmission Line | Service to AC2-195
12 | Consequence of Line Construction Deferment Or Termination | Generation Interconnection request
13 | Miscellaneous | PJM RTEP #: n6708, n6709, n6710, n6711, n6713, n6714, n6707, n6712
PUCO FORM FE3-T9: SPECIFICATIONS OF PLANNED ELECTRIC TRANSMISSION LINES
ATSI-Ohio Edison
1 | Line Name and Number | Galion to AG1-039 and AF2-150 138 kV line
2 | Point of Origin | O: Galion
| and Termination | T: AG1-039/AF2-150
3 | Right of Way | Proposed
4 | Voltage | 138,000 Volts
5 | Application for | Anticipated to be submitted as a OPSB Letter of Notification at future date.
Certificate
6 | Construction | Commence: 2023
Complete: 2026
Operation: 2026
7 | Capital Investment | $2.54 M
8 | Substations | No. of planned substations: 1
Voltage: 138
Location: Galion
9 | Supporting Structures | Steel
10 | Participation with other | None
Utilities
11 | Purpose of Planned Expansion | Service to AF2-150/AG1-039 Generation Interconnection
12 | Consequence of Line Construction Deferment Or Termination | Generation Interconnection Request
13 | Miscellaneous | PJM RTEP #: n8337.1,n8337.2, n8337.3, n8337.4, n8337.5
PUCO FORM FE3-T9: SPECIFICATIONS OF PLANNED ELECTRIC TRANSMISSION LINES
ATSI-Ohio Edison
1 | Line Name and Number | Groton to AE2-176 138 kV Line
2 | Point of Origin | O: Groton
| and Termination | T: AE2-176
3 | Right of Way | Proposed
4 | Voltage | 138,000 Volts
5 | Application for | Anticipated to be submitted as a OPSB Letter of Notification at future date.
Certificate
6 | Construction | Commence: 2023
Complete: 2025
Operation: 2025
7 | Capital Investment | $1.9 M
8 | Substations | No. of planned substations: 1
Voltage: 138 kV
Location: Groton
9 | Supporting Structures | Steel
10 | Participation with other | None
Utilities
11 | Purpose of Planned Expansion | Service to AE2-176 Generation Interconnection
12 | Consequence of Line Construction Deferment Or Termination | Generation Interconnection Request
13 | Miscellaneous | PJM RTEP #: n8217.1, n8217.2, n8217.3
PUCO FORM FE3-T9: SPECIFICATIONS OF PLANNED ELECTRIC TRANSMISSION LINES
ATSI-Ohio Edison Area
1 | Line Name and Number | Finley-Tangy 138 kV Line (Tapping existing Bellepoint substation)
2 | Point of Origin | O: Bellepoint
| and Termination | T: Finley
O: Bellepoint
T: Tangy
3 | Right of Way | Existing
4 | Voltage | 138,000 Volts
5 | Application for | Project approved OPSB Case No. 23-0462-EL-BLN. Under construction.
Certificate
6 | Construction | Commence: 2022
Complete: 2024
Operation: 2024
7 | Capital Investment | TBD
8 | Substations | No. of planned substations: None
Voltage: N/A
Location: N/A
9 | Supporting Structures | Wood Poles
10 | Participation with other | None
Utilities
11 | Purpose of Planned Expansion | Reduce outage duration for customers and load at Bellepoint Substation
12 | Consequence of Line Construction Deferment Or Termination | Sustained outage time for ~21 MWs of load and ~3,400 customers at Bellepoint Substation
13 | Miscellaneous | PJM RTEP #: sNNNN
PUCO FORM FE3-T9: SPECIFICATIONS OF PLANNED ELECTRIC TRANSMISSION LINES
ATSI-Ohio Edison
1 | Line Name and Number | Longview-Ontario 138 kV Line (installing SCADA control switches at Cairns Tap)
| Point of Origin | O: Longview
2 | and Termination | T: Ontario
| Right of Way | Existing
| Voltage | 138,000 Volts
| Application for | Project approved OPSB Case No. 23-0203-EL-BNR. Under construction.
Certificate
| Construction | Commence: 2022
Complete: 2024
Operation: 2024
3
| Capital Investment | TBD
4
| Substations | No. of planned substations: None
5 |  | Voltage: N/A
Location: N/A
6 | Supporting Structures | Wood Poles
| Participation with other | None
Utilities
7
| Purpose of Planned Expansion | Reduce exposure to outages, improve restoration time, or improve operator flexibility.
8
| Consequence of Line Construction Deferment Or Termination | Increased risk of unplanned outages and increase in maintenance costs.
| Miscellaneous | PJM RTEP #: sNNNN
9
PUCO FORM FE3-T9: SPECIFICATIONS OF PLANNED ELECTRIC TRANSMISSION LINES
ATSI-Illuminating Company
1 | Line Name and Number | Carlisle-Lorain Q-24 138 kV Line
2 | Point of Origin | O: Carlisle
| and Termination | T: Lorain
3 | Right of Way | Existing
4 | Voltage | 138,000 Volts
5 | Application for | Anticipated to be submitted as a OPSB letter of Notification at future date
Certificate
6 | Construction | Commence: 2022
Complete: 2024
Operation: 2024
7 | Capital Investment | TBD
8 | Substations | No. of planned substations: None
Voltage: N/A
Location: N/A
9 | Supporting Structures | Wood Poles
10 | Participation with other | None
Utilities
11 | Purpose of Planned Expansion | Replace switch A-170 on Carlisle-Lorain 138 kV line, Structure #4170. Switch is INOP in closed configuration and non-repairable in field. Switch is on tap to National Bronze and requires outage coordination with customer.
12 | Consequence of Line Construction Deferment Or Termination | Potential risk of transmission outages
13 | Miscellaneous | PJM RTEP #: sNNNN
PUCO FORM FE3-T9: SPECIFICATIONS OF PLANNED ELECTRIC TRANSMISSION LINES
ATSI-Ohio Edison
1 | Line Name and Number | London - Tangy 138 kV Line (Tap to Customer)
2 | Point of Origin | O: London
| and Termination | T: Tangy line
3 | Right of Way | Proposed
4 | Voltage | 138,000 Volts
5 | Application for | Project approved OPSB Case No. 23-0952-EL-BNR.
Certificate
6 | Construction | Commence: 2022
Complete: 2024
Operation: 2024
7 | Capital Investment | $0.8 M
8 | Substations | No. of planned substations: None
Voltage: N/A
Location: N/A
9 | Supporting Structures | Wood Poles
10 | Participation with other | None
Utilities
11 | Purpose of Planned Expansion | Tap the existing London-Tangy 138 kV transmission line and constructing one to two spans to the customer’s existing National Delivery Point Substation.
12 | Consequence of Line Construction Deferment Or Termination | Load interconnection request
13 | Miscellaneous | PJM RTEP #: s2999
PUCO FORM FE3-T9: SPECIFICATIONS OF PLANNED ELECTRIC TRANSMISSION LINES
ATSI-Ohio Edison
1 | Line Name and Number | Riverway (FESub5)-Create a new 138 kV five(6) circuit breaker ring bus switching substation. Build 4.4 miles of 138kV line from Evans to FESub5 with 795Kcmil ACSR conductor. Build 6.6 miles 138kV line from Darrow to FESub5 with 795Kcmil ACSR conductor.
2 | Point of Origin | O: Evans
| and Termination | T: Riverway (FESub5)
O: Darrow
T: Riverway (FESub5)
3 | Right of Way | Proposed
4 | Voltage | 138,000 Volts
5 | Application for | Anticipated to be submitted as a OPSB Certificate of Environmental Compatibility and Public Need at future date.
Certificate
6 | Construction | Commence: 2020
Complete: 2025
Operation: 2025
7 | Capital Investment | $36.3 M
8 | Substations | No. of planned substations: One
Voltage: 138 kV
Location: Riverway (new substation)
9 | Supporting Structures | Steel Towers
10 | Participation with other | None
Utilities
11 | Purpose of Planned Expansion | Potential risk of transmission outages
12 | Consequence of Line Construction Deferment Or Termination | Failure to serve load
13 | Miscellaneous | PJM RTEP #: s2387
PUCO FORM FE3-T9: SPECIFICATIONS OF PLANNED ELECTRIC TRANSMISSION LINES
ATSI-Ohio Edison
1 | Line Name and Number | Boardman-Sammis 138 kV Line
Nevada Sub - Inst 4-breaker 138 kV Ring Bus
Re-terminate the Boardman-Sammis 138 kV line entrances into new 138 kV deadend locations in the Nevada Substation
2 | Point of Origin | O: Boardman
| and Termination | T: Sammis
3 | Right of Way | Existing
4 | Voltage | 138,000 Volts
5 | Application for | Anticipated to be submitted as a OPSB Letter of Notification at future date.
Certificate
6 | Construction | Commence: 2020
Complete: 2026
Operation: 2026
7 | Capital Investment | $7.8 M
8 | Substations | No. of planned substations: 1
Voltage: 138 kV
Location: Nevada
9 | Supporting Structures | Wood Poles/Steel Towers
10 | Participation with other | None
Utilities
11 | Purpose of Planned Expansion | Allow for increased reliability to 42.1 MW and 5,729 customers served out of the Nevada substation
12 | Consequence of Line Construction Deferment Or Termination | Load loss for the P1-2 contingency loss of Boardman-Sammis 138 kV Line
13 | Miscellaneous | PJM RTEP #: s2388
PUCO FORM FE3-T9: SPECIFICATIONS OF PLANNED ELECTRIC TRANSMISSION LINES
ATSI-Ohio Edison
1 | Line Name and Number | Abbe-Medina 69 kV Line (Tap to Mod Substation)
2 | Point of Origin | O: Abbe
| and Termination | T: Medina
3 | Right of Way | Existing
4 | Voltage | 69,000 Volts
5 | Application for | Not applicable-below 125 kV threshold
Certificate
6 | Construction | Commence: 2022
Complete: 2024
Operation: 2024
7 | Capital Investment | $1.4 M
8 | Substations | No. of planned substations: None
Voltage: N/A
Location: N/A
| Supporting Structures | Wood Poles
9
| Participation with other | None
10 | Utilities
| Purpose of Planned Expansion | Provide load connection request for Ohio Edison new Mod sub
11
| Consequence of Line Construction Deferment Or Termination | Ohio Edison may not be able to serve load from their new Mod Sub
12
| Miscellaneous | PJM RTEP #: s2056
PUCO FORM FE3-T9: SPECIFICATIONS OF PLANNED ELECTRIC TRANSMISSION LINES
ATSI-Toledo Edison
1 | Line Name and Number | North Star BlueScope Steel Expansion ILS DLS Phase 2 345 kV
Construct a new 345 kV 4 Breaker Ring Bus
Construct 8.7 miles of 345 kV line from Dowling to the new 345 kV station
Connect Fulton 345 kV line that serves North Star Steel Sydney to the new 345 kV station
Provide two feeds from the new 345 kV station to North Star Steel Sydney
2 | Point of Origin | Dowling-TE345 kVSub 345 kV Line
| and Termination | O: Dowling
T: TE345 kVSub
Fulton-TE345 kVSub 345 kV Line
O: Fulton
T: TE345 kVSub
North Star Steel Sydney-TE345 kVSub No1 & No2 345 kV Lines
O: TE345 kVSub
T: North Star Steel Sydney
3 | Right of Way | Proposed
4 | Voltage | 345,000 Volts
5 | Application for | Project Submitted as an OPSB Application for Environmental Compatibility and Public Need 22-0248-EL-BTX
Certificate
6 | Construction | Commence: 2021
Complete: 2025 2026
Operation: 2025 2026
7 | Capital Investment | $67.0 M
8 | Substations | No. of planned substations: One
Voltage: 345 kV
Location: Melbourne
9 | Supporting Structures | Steel Towers
10 | Participation with other | None
Utilities
11 | Purpose of Planned Expansion | North Star Steel had for an increased load demand on their 345 kV service from the Fulton substation
12 | Consequence of Line Construction Deferment Or Termination | Violates the 300 MW load loss limit as per PJM Manual 14B.
13 | Miscellaneous | PJM RTEP #: s2237.2
PUCO FORM FE3-T9: SPECIFICATIONS OF PLANNED ELECTRIC TRANSMISSION LINES
ATSI-Illuminating Company Company
1 | Line Name and Number | Petmin DRI Plant (PJM s2064)
A new pig iron manufacturing facility in the city of Ashtabula, fed through a single 138 kV line, with a dedicated line exit out of Ashtabula substation (Ashtabula-Petmin 138 kV Line)
2 | Point of Origin | O: Ashtabula
| and Termination | T: Petmin
3 | Right of Way | Proposed
4 | Voltage | 138,000 Volts
5 | Application for | Project approved OPSB Case No. 20-1432-EL-BLN.
Certificate
6 | Construction | Commence: 2018
Complete: 2024
Operation: 2024
7 | Capital Investment | $6.2 M
8 | Substations | No. of planned substations: None
Voltage: N/A
Location: N/A
9 | Supporting Structures | Wood Poles
10 | Participation with other | None
Utilities
11 | Purpose of Planned Expansion | Provide 138 kV service to Petmin
12 | Consequence of Line Construction Deferment Or Termination | Failure to serve customer load
13 | Miscellaneous | PJM RTEP #: s2064
PUCO FORM FE3-T9: SPECIFICATIONS OF PLANNED ELECTRIC TRANSMISSION LINES
ATSI-Ohio Edison
1 | Line Name and Number | Reconductor the Avery-Hayes 138 kV line (~6.5 miles) with 795 KCMIL 26/7 ACSR
2 | Point of Origin | O: Avery
| and Termination | T: Hayes
3 | Right of Way | Existing
4 | Voltage | 138,000 Volts
5 | Application for | Anticipated to be submitted as a OPSB Letter of Notification at future date.
Certificate
6 | Construction | Commence: 2022
Complete: 2027
Operation: 2027
7 | Capital Investment | $19.49 M
8 | Substations | No. of planned substations: None
Voltage: N/A
Location: N/A
9 | Supporting Structures | Wood Poles
10 | Participation with other | None
Utilities
11 | Purpose of Planned Expansion | Rebuild and reconductor transmission line to increase thermal capacity
12 | Consequence of Line Construction Deferment Or Termination | Thermal overloads on 138 kV line identified in the 2027 PJM RTEP process due to a tower contingency
13 | Miscellaneous | PJM RTEP #: b3721
PUCO FORM FE3-T9: SPECIFICATIONS OF PLANNED ELECTRIC TRANSMISSION LINES
ATSI-Illuminating Company
1 | Line Name and Number | Beaver-Black River 138 kV Line (tap to customer substation)
2 | Point of Origin | O: Beaver
| and Termination | T: Black River
3 | Right of Way | Proposed
4 | Voltage | 138,000 Volts
5 | Application for | Project approved OPSB Case No. 23-0785-EL-BNR.
Certificate
6 | Construction | Commence: 2022
Complete: 2024
Operation: 2024
7 | Capital Investment | $2.8 M
8 | Substations | No. of planned substations: 1
Voltage: 138 kV
Location: Customer Substation (for AMPT Amherst 138 kV substation)
9 | Supporting Structures | Steel Poles
10 | Participation with other | None
Utilities
11 | Purpose of Planned Expansion | Service to customer substation
12 | Consequence of Line Construction Deferment Or Termination | Load interconnection request
13 | Miscellaneous | PJM RTEP #: s2671.1
PUCO FORM FE3-T9: SPECIFICATIONS OF PLANNED ELECTRIC TRANSMISSION LINES
ATSI-Illuminating Company
1 | Line Name and Number | Leroy Center-Mayfield Q3 138 kV Line Reconductor
2 | Point of Origin | O: Leroy Center
| and Termination | T: Mayfield
3 | Right of Way | Existing
4 | Voltage | 138,000 Volts
5 | Application for | Project approved OPSB Case No. 23-0462-EL-BLN. Under construction.
Certificate
6 | Construction | Commence: 2022
Complete: 2024
Operation:2024
7 | Capital Investment | $15.7M
8 | Substations | No. of planned substations: None
Voltage: N/A
Location: N/A
9 | Supporting Structures | Steel Towers
10 | Participation with other | None
Utilities
11 | Purpose of Planned Expansion | Existing 4/0 CU conductor on line is a protection concern and equipment risk. Project will also add resiliency to the transmission system. Reconductor the 7.7 mile line section between Mayfield and Pinegrove (Q3) with 336 ACSS.
0
12 | Consequence of Line Construction Deferment Or Termination | High thermal loading on this line post contingency
13 | Miscellaneous | PJM RTEP #: s2923.2
PUCO FORM FE3-T9: SPECIFICATIONS OF PLANNED ELECTRIC TRANSMISSION LINES
ATSI-Ohio Edison Area
1 | Line Name and Number | Masury- NLMK 69 kV Line (Network Upgrade)
2 | Point of Origin | O: Masury
| and Termination | T: NLMK
3 | Right of Way | Existing
4 | Voltage | 69,000 Volts
5 | Application for | Not applicable-below 125 kV threshold
Certificate
6 | Construction | Commence: 2022
Complete: 2025
Operation: 2025
7 | Capital Investment | $30 M
8 | Substations | No. of planned substations: 1
Voltage: 69 kV
Location: Masury
9 | Supporting Structures | Wood Poles
10 | Participation with other | No
Utilities
11 | Purpose of Planned Expansion | Provides additional 138 kV source to the Masury 69 kV area for improved operational flexibility under system restoration and maintenance conditions. Improved restoration times for 55 MWs for NLMK with the networking of the NLMK substation. Brings NLMK degraded and failed equipment up to FE standard. Increased fault current into Masury area (allowing for potentially closing normally open points).Allows for future NLMK load increases.
12 | Consequence of Line Construction Deferment Or Termination | Leave NLMK (55 MW) on a radial feed while not being able to serve NLMK from their back up 69 kV feed. Maintain increase risk of failure for aged and deteriorated substation equipment.
13 | Miscellaneous | PJM RTEP #: s1795
PUCO FORM FE3-T9: SPECIFICATIONS OF PLANNED ELECTRIC TRANSMISSION LINES
ATSI-Ohio Edison
1 | Line Name and Number | Henrietta-Oberlin Muni-69 kV Line Rehab
2 | Point of Origin | O: Henrietta
| and Termination | T: Oberlin Muni
3 | Right of Way | Existing
4 | Voltage | 69,000 Volts
5 | Application for | Not applicable-below 125 kV threshold
Certificate
6 | Construction | Commence: 2022
Complete: 2027
Operation: 2027
7 | Capital Investment | $3.8 M
8 | Substations | No. of planned substations: None
Voltage: N/A
Location: N/A
9 | Supporting Structures | Wood Poles
10 | Participation with other | None
Utilities
11 | Purpose of Planned Expansion | Rebuild portion of 69 kV wood pole line based on condition assessment
12 | Consequence of Line Construction Deferment Or Termination | Potential risk of transmission outages
13 | Miscellaneous | PJM RTEP #: s2860.2
PUCO FORM FE3-T9: SPECIFICATIONS OF PLANNED ELECTRIC TRANSMISSION LINES
ATSI-Ohio Edison
1 | Line Name and Number | Shinrock-Oberlin Muni 69 kV Line
2 | Point of Origin | O: Shinrock
| and Termination | T: Oberlin Muni
3 | Right of Way | Existing
4 | Voltage | 69,000 Volts
5 | Application for | Not applicable-below 125 kV threshold
Certificate
6 | Construction | Commence: 2022
Complete: 2027
Operation: 2027
7 | Capital Investment | $35.8 M
8 | Substations | No. of planned substations: None
Voltage: N/A
Location: N/A
9 | Supporting Structures | Wood Poles
10 | Participation with other | None
Utilities
11 | Purpose of Planned Expansion | Rebuild portion of 69 kV wood pole line based on condition assessment
12 | Consequence of Line Construction Deferment Or Termination | Potential risk of transmission outages
13 | Miscellaneous | PJM RTEP #: s2860.3
PUCO FORM FE3-T9: SPECIFICATIONS OF PLANNED ELECTRIC TRANSMISSION LINES
ATSI-Toledo Edison
1 | Line Name and Number | Midway-Richland-Wauseon 138 kV Line Reconductor/Rehab & Insulator Replacement
2 | Point of Origin | O: Midway
| and Termination | T: Richland
O: Richland
T: Wauseon
3 | Right of Way | Existing
4 | Voltage | 138,000 Volts
5 | Application for | Anticipated to be submitted as a OPSB Letter of Notification at future date.
Certificate
6 | Construction | Commence: 2022
Complete: 2026
Operation: 2026
7 | Capital Investment | $44 M
8 | Substations | No. of planned substations: None
Voltage: N/A
Location: N/A
9 | Supporting Structures | Wood Poles/Steel Towers
10 | Participation with other | None
Utilities
11 | Purpose of Planned Expansion | Decreased risk to reliability and decreased risk of maintenance costs. Reconductor entire line, excluding tap to Wauseon. Some structures and insulators will need to be replaced to support new conductor.
12 | Consequence of Line Construction Deferment Or Termination | Increased risk of unplanned outages and increase in maintenance costs.
13 | Miscellaneous | PJM RTEP #: sNNNN
PUCO FORM FE3-T9: SPECIFICATIONS OF PLANNED ELECTRIC TRANSMISSION LINES
ATSI-Toledo Edison
1 | Line Name and Number | East Fayette - Snyder 69 kV Line interconnect with AMPT Pioneer 2
2 | Point of Origin | O: East Fayette
| and Termination | T: AMPT Interconnect (Pioneer 2)
O: AMPT Interconnect (Pioneer 2)
T: Snyder
3 | Right of Way | Proposed
4 | Voltage | 69,000 Volts
5 | Application for | Not applicable-below 125 kV threshold
Certificate
6 | Construction | Commence: 2023
Complete: 2027
Operation: 2027
7 | Capital Investment | $12.6 M
8 | Substations | No. of planned substations: None
Voltage: N/A
Location: N/A
9 | Supporting Structures | Wood Poles
10 | Participation with other | AMPT
Utilities
11 | Purpose of Planned Expansion | To innterconnect with AMPT
12 | Consequence of Line Construction Deferment Or Termination | Unreliable source to the customer
13 | Miscellaneous | PJM RTEP #: s3117.4, s3117.5, s3117.6
PUCO FORM FE3-T9: SPECIFICATIONS OF PLANNED ELECTRIC TRANSMISSION LINES
ATSI-Toledo Edison
1 | Line Name and Number | Napoleon-Richland-Stryker 138 kV Line Rehab/Reconductor
2 | Point of Origin | O: Napoleon
| and Termination | T: Richland
O: Richland
T: Stryker
3 | Right of Way | Existing
4 | Voltage | 138,000 Volts
5 | Application for | Anticipated to be submitted as a OPSB letter of Notification at future date
Certificate
6 | Construction | Commence: 2022
Complete: 2026
Operation: 2026
7 | Capital Investment | $11.9 M
8 | Substations | No. of planned substations: None
Voltage: N/A
Location: N/A
9 | Supporting Structures | Wood Poles
10 | Participation with other | No
Utilities
11 | Purpose of Planned Expansion | Decreased risk of unplanned outages and decrease in maintenance repair costs. Rehab/Reconductor 23.4 miles of existing 336.4 ACSR w/ new 336.4 kcmil 26/7 ACSR, as well as certain insulators and sturctures.
12 | Consequence of Line Construction Deferment Or Termination | Increased maintenance cost repairs; There have been 303 maintenance priority conditions on this line in the past 5 years. There are currently 195 repair conditions on this line that need to be addressed within the next year.
13 | Miscellaneous | PJM RTEP #: sNNNN
PUCO FORM FE3-T9: SPECIFICATIONS OF PLANNED ELECTRIC TRANSMISSION LINES
ATSI-Toledo Edison
1 | Line Name and Number | Weston-Deshler 69 kV Line (Interconnection with AMPT)
2 | Point of Origin | O: Weston
| and Termination | T: Deshler (AMPT)
3 | Right of Way | Proposed
4 | Voltage | 69,000 Volts
5 | Application for | Not applicable-below 125 kV threshold
Certificate
6 | Construction | Commence: 2022
Complete: 2025
Operation: 2025
7 | Capital Investment | $1.9 M
8 | Substations | No. of planned substations: 1
Voltage: 69 kV
Location: Weston
9 | Supporting Structures | Wood Poles
10 | Participation with other | AMPT (Deshler)
Utilities
11 | Purpose of Planned Expansion | Provide a second feed to the village of Deshler 69 kV delivery point per AMPT's Interconnection requirements.
12 | Consequence of Line Construction Deferment Or Termination | Not meeting AMPT's Transmission Facilities Interconnection Requirements for looped service for loads exceeding 5 MVA or 35 MW-mile thresholds.
13 | Miscellaneous | PJM RTEP #: s2827.3
PUCO FORM FE3-T9: SPECIFICATIONS OF PLANNED ELECTRIC TRANSMISSION LINES
ATSI-Toledo Edison
1 | Line Name and Number | Chrysler - Maclean 138 kV Line (Interconnection with Customer)
2 | Point of Origin | O: Chrysler
| and Termination | T: Maclean
3 | Right of Way | Proposed
4 | Voltage | 138,000 Volts
5 | Application for | Project approved OPSB Case No.23-0886-EL-BNR. Under construction.
Certificate
6 | Construction | Commence: 2023
Complete: 2024
Operation: 2024
7 | Capital Investment | $0.9 M
8 | Substations | No. of planned substations: None
Voltage: N/A
Location: N/A
9 | Supporting Structures | Wood Poles
10 | Participation with other | None
Utilities
11 | Purpose of Planned Expansion | Service to customer (First-Solar)
12 | Consequence of Line Construction Deferment Or Termination | Load Interconnection request
13 | Miscellaneous | PJM RTEP #: s3000
PUCO FORM FE3-T9: SPECIFICATIONS OF PLANNED ELECTRIC TRANSMISSION LINES
ATSI-Toledo Edison
1 | Line Name and Number | Delta-Wauseon 138 kV Line (North Star BlueScope Steel Expansion ILS DLS Phase 3)
2 | Point of Origin | O: Delta
| and Termination | T: Wauseon
3 | Right of Way | Existing
4 | Voltage | 138,000 Volts
5 | Application for | Anticipated to be submitted as a OPSB Letter of Notification at future date.
Certificate
6 | Construction | Commence: 2022
Complete: 2025
Operation: 2025
7 | Capital Investment | $25.1 M
8 | Substations | No. of planned substations: 1
Voltage: 138 kV
Location: N/A
9 | Supporting Structures | Wood Poles
10 | Participation with other | None
Utilities
11 | Purpose of Planned Expansion | Improved reliability from low voltage N-1-1 conditions to 121 MVA of load.
12 | Consequence of Line Construction Deferment Or Termination | Unable to support future load growth on the Delta-Wauseon 138 kV area.
13 | Miscellaneous | PJM RTEP #: s2756
PUCO FORM FE3-T9: SPECIFICATIONS OF PLANNED ELECTRIC TRANSMISSION LINES
ATSI-Ohio Edison
1 | Line Name and Number | Greenfield-Shinrock-69 kV Line (Second Feed to Customer)
2 | Point of Origin | O: Greenfield
| and Termination | T: Shinrock
3 | Right of Way | Proposed
4 | Voltage | 69,000 Volts
5 | Application for | Not applicable-below 125 kV threshold
Certificate
6 | Construction | Commence: 2022
Complete: 2025
Operation: 2025
7 | Capital Investment | $2.8 M
8 | Substations | No. of planned substations: None
Voltage: N/A
Location: N/A
9 | Supporting Structures | Wood Poles
10 | Participation with other | None
Utilities
11 | Purpose of Planned Expansion | Provide second feed to Huron Muni's 69 kV delivery point per AMPT's Interconnection requirements. For a second feed to customer, construct 0.2 miles of a second 69 kV tap Line using 556 ACSR 26/7 in a separate structure to loop in/out the Greenfield-Shinrock 69 kV line in the new Huron 4 breaker ring bus.
12 | Consequence of Line Construction Deferment Or Termination | Not meeting AMPT's Transmission Facilities Interconnection Requirements for a second source for customer's with loads 5 MVA and above.
13 | Miscellaneous | PJM RTEP #: s2749.2
PUCO FORM FE3-T9: SPECIFICATIONS OF PLANNED ELECTRIC TRANSMISSION LINES
ATSI-Ohio Edison
1 | Line Name and Number | Shinrock-Oberlin Muni 69 kV Line Reroute/Reconductor
2 | Point of Origin | O: Shinrock
| and Termination | T: Oberlin
3 | Right of Way | Proposed
4 | Voltage | 69,000 Volts
5 | Application for | Not applicable-below 125 kV threshold
Certificate
6 | Construction | Commence: 2022
Complete: 2027
Operation: 2027
7 | Capital Investment | $7.3 M
8 | Substations | No. of planned substations: None
Voltage: N/A
Location: N/A
9 | Supporting Structures | Wood Poles
10 | Participation with other | None
Utilities
11 | Purpose of Planned Expansion | Eliminate maintenance outage impacting customers, and enhance system reliability and operational flexibility. Reroute the Shinrock-Oberlin 69 kV line by building approximately 2.1 miles new 69 kV line with 556 kcmil ACSR conductor.
12 | Consequence of Line Construction Deferment Or Termination | Potential risk of transmission outages
13 | Miscellaneous | PJM RTEP #: s2860.1
Note on E1801: Author: New 345 kV line to be built and share structures with the Delta-Wauseon 138 kV line and Delta – Fulton 138 kV line.

## T10
4901:5-5-04(E)(2)
PUCO FORM FE3-T10: SUMMARY OF PROPOSED SUBSTATIONS
ATSI-Ohio Edison Company Area | [5 empty] | Line
Existing or
Substation Name: | Tied to Project in T9? | Type of Substation | Voltage (kV) | Timing | Line Association(s): | Proposed:
AB1-105 new substation | n5196, n5197, n5198, n5199, n5200, n5201 | Transmission | 345 kV | ISD: 08/25 | Build new 3 breaker ring bus substation | Proposed
|  |  | 345 kV |  | Loop in Hanna-Highland 345 kV line | Existing
Amherst | s1948 | Transmission | 69 kV | ISD: 05/25 | Build new 4 circuit breaker ring bus substation | Proposed
|  |  | 69 kV |  | Rebuild Amherst Muni-Nordson tap | Existing
|  |  | 69 kV |  | Loop Henrietta-Johnson 69 kV line | Existing
Barberton | s2298 | Transmission | 138 kV | ISD: 12/27 | Convert into Double Breaker Double Bus configuration | Existing
Beaver | s1757 | Transmission | 345/138 kV | ISD: 12/26 | Replace Transformers #1 and #2 and relays | Proposed
Canfield Steel (Weldon) | s1952 | Transmission | 69 kV | ISD: 09/26 | Build new 4 breaker ring bus substation | Proposed
|  |  | 69 kV |  | Loop in Berlin Lake-Boardman 69 kV line | Existing
|  |  | 69 kV |  | Build Kimberly-Weldon 69 kV line | Proposed
Cloverdale | s3106.1 | Transmission | 138 kV | ISD: 06/24 | Install (1) new 138 kV breaker to add new line exit to customer substation | Proposed
Cromwell | s1873 | Transmission | 138 kV | ISD: 11/27 | Build a new 138 kV five (6) breaker ring bus north of Black River-Cromwell | Proposed
138 kV substation
Elm | s1950 | Transmission | 138 kV | ISD: 06/26 | Convert to a 5 breaker ring bus | Existing
East Akron | s2297 | Transmission | 138 kV | ISD: 12/25 | Convert into Breaker and Half configuration | Existing
Galion | n8337.1, n8337.2, n8337.3, n8337.4, n8337.5 | Transmission | 138 kV | ISD: 04/26 | Install (1) new 138 kV breaker | Proposed
|  |  | 138 kV |  | Add new line exit to AF2-150 and AG1-039 gen queues | Proposed
Groton | n8217.1, n8217.2, n8217.3 | Transmission | 138 kV | ISD: 04/25 | Expand to 4-Breaker Ring Bus substation | Proposed
|  |  | 138 kV |  | Install (1) new 138 kV breaker to create line position for AE2-176 gen queue | Proposed
Riverway (FESub5) | s2387 | Transmission | 138 kV | ISD: 06/25 | Build 138 kV four breaker ring bus (FESub5 switching substation) | Proposed
[5 empty] | Build ~4.4 miles 138 kV line from Evans to FESub5 | Proposed
[5 empty] | Build ~6.6 miles 138 kV line from Darrow to FESub5 | Proposed
[5 empty] | Convert Theiss 138 kV substation into 6 breaker ring bus | Existing
[5 empty] | Add 28.8 MVAR 138 kV Capacitor Bank at Theiss | Proposed
Ivanhoe | s1950 | Transmission | 138 kV | ISD: 06/26 | Install two 138 kV breakers | Proposed
|  |  | 138 kV |  | Ivanhoe-Elm 138 kV | Proposed
Masury | s1795 | Transmission | 69 kV | ISD: 12/25 | Replace line relaying to NLMK 1M substation with dual SEL421 standard prewired relaying panel. | Existing
Masury | s2294 | Transmission | 138 kV | ISD: 06/24 | Install (1) new 138 kV breaker for bus-tie, replace (5) breakers | Proposed
Nevada | s2388 | Transmission | 138 kV | ISD: 06/26 | Expand to 4-breaker ring bus | Existing
[5 empty] | Re-terminate the Boardman-Sammis 138 kV line entrances into new | Existing
138 kV deadend locations in the Nevada substation
Oak Point | s1945 | Transmission | 138/69 kV | ISD: 12/25 | Build new Breaker Ring Bus substation | Proposed
|  |  | 138/69 kV |  | Install 138/69 kV Transformer | Proposed
|  |  | 138 kV |  | Beaver-Oak Point 138 kV line (Reconfigured / Renamed Line) | Existing
[5 empty] | Ford-Oak Point 138 kV line (Reconfigured / Renamed Line) | Existing
|  |  | 69 kV |  | Black River-Oak Point 69 kV line (Reconfigured / Renamed Line) | Existing
[5 empty] | Oak Point-Shinrock 69 kV line (Reconfigured / Renamed Line) | Existing
Riverbend | s1947 | Transmission | 138 kV | ISD: 09/26 | Convert to a 138 kV 4-Breaker Ring Bus | Existing
Install 2 new 138 kV breakers
Salt Springs | s2262 | Transmission | 138 kV | ISD: 06/26 | Convert to a breaker-and-a-half by installing ten 138 kV breakers (replace six existing breakers) | Existing
Salt Springs | b3789 | Transmission | 69 kV | ISD: 06/28 | Install one (1) new 69 kV 60 MVAr shunt reactor | Proposed
Tangy | b3235 | Transmission | 138 kV | ISD: 11/26 | Extend 138 kV bus work to the west of Tangy substation for the addition of the | Existing
100 MVAR reactor bay and one 138 kV 40 kA circuit breaker
New London | s2748.8 | Transmission | 69 kV | ISD: 09/25 | Build a new (4) 69 kV breaker ring bus substation | Proposed
Loop the Hanville-Wellington 69 kV Line
Selma | n6708, n6709, n6710, n6711, n6713, n6714, n6707, n6712 | Transmission | 138 kV | ISD: 04/25 | Build a new (3) 138 kV breaker ring bus substation | Proposed
[5 empty] | Loop the Galion-Roberts 138 kV Line | Existing
[5 empty] | New AC2-195 Gen 138 kV Line | Proposed
Theiss | s2387 | Transmission | 138 kV | ISD: 06/25 | Install (1) new 138 kV breaker | Proposed
[5 empty] | Install (1) new 138 kV capacitor bank | Proposed
Hayes | b3682 | Transmission | 345 kV | ISD: 06/26 | Install (1) new 345-138 kV transformer | Proposed
[5 empty] | Install (1) new 345 kV breaker | Proposed
[5 empty] | Install (1) new 138 kV breaker | Proposed
Galion | b3678 | Transmission | 138 kV | ISD: 11/26 | Install (1) new 138 kV reactor | Proposed
[5 empty] | Install (1) new 138 kV breaker | Proposed
4901:5-5-04(E)(2)
PUCO FORM FE3-T10: SUMMARY OF PROPOSED SUBSTATIONS
ATSI-Cleveland Electric Illuminating Company Area | [5 empty] | Line
Existing or
Substation Name: | Tied to Project in T9? | Type of Substation | Voltage (kV) | Timing | Line Association(s): | Proposed:
Astor 2 | s1873 | Transmission | 138 kV | ISD: 11/27 | Build a new 138 kV three (4) circuit breaker ring bus switching substation | Proposed
Broadview | b3236 | Transmission | 138 kV | ISD: 11/26 | Extend the 138 kV Bus by adding two new breakers and associated equipment | Existing
[5 empty] | and install a 75 MVAR Reactor | Proposed
4901:5-5-04(E)(2)
PUCO FORM FE3-T10: SUMMARY OF PROPOSED SUBSTATIONS
ATSI-Toledo Edison Company Area | [5 empty] | Line
Existing or
Substation Name: | Tied to Project in T9? | Type of Substation | Voltage (kV) | Timing | Line Association(s): | Proposed:
Ayersville | s1953 | Transmission | 138/69 kV | ISD: 04/27 | Reconfigure the 138 kV yard to a 4- Breaker Ring Bus | Existing
[5 empty] | Install four (4) new 138 kV breakers | Proposed
[5 empty] | Install one (1) new 138/69 kV transformer | Proposed
[5 empty] | Install one (1) new 69 kV breaker | Proposed
Brim | s1703 | Transmission | 138/69 kV | ISD: 04/24 | Convert to 4-breaker 138 kV Ring Bus | Existing
|  |  | 138 kV |  | New 138 kV line exit to Bowling Green 138 kV substation | Proposed
|  |  | 138/69 kV |  | Add Transformer | Proposed
|  |  | 138 kV |  | Construct line section | Proposed
Dowling | sNNNN | Transmission | 138 kV | ISD: 11/25 | Reconfigure/expand the 138 kV yard to a 12-Breaker-and-a-Half substation | Existing
[5 empty] | Install 2 new 138 kV lines to new customer | Proposed
Jackman | s1951 | Transmission | 69 kV | ISD: 12/26 | Convert to a 5 breaker ring bus | Existing
|  |  | 138/69 kV |  | Install new 138/69 kV Transformer | Proposed
Melbourne | s2237.2 | Transmission | 345 kV | ISD: 06/26 | Construct a new 345 kV 4 Breaker Ring Bus | Proposed
(North Star BlueScope Steel Expansion Phase 2) |  |  |  |  | Construct 8.7 miles of 345 kV line from Dowling to the new 345 kV station | Proposed
[5 empty] | Connect Fulton 345 kV line that serves North Star Steel Sydney to the new 345 kV station | Existing
[5 empty] | Provide two feeds from the new 345 kV station to North Star Steel Sydney | Proposed
Melbourne | s2756 |  | 345/138 kV | ISD: 12/26 | Install two 345/138 kV Transformers | Proposed
(North Star BlueScope Steel Expansion Phase 3) |  |  | 138 kV |  | Loop in the Delta-Wauseon 138 kV line into the New 138 kV Ring Bus | Proposed
Snyder | s3117.4, s3117.5, s3117.6 | Transmission | 69 kV | ISD: 05/27 | Expand to 5-Breaker Ring Bus substation | Existing
[5 empty] | Install two (2) new 69 kV breakers | Proposed
Snyder | n8206 | Transmission | 69 kV | ISD: 05/25 | Install (1) new 138 kV breaker | Existing
[5 empty] | Add new line exit to AE2-181 gen queue | Proposed
Tallmadge | s1706 | Transmission | 138 kV | ISD: 12/24 | Expand to a 4 breaker ring bus | Existing
Weston | s1953 | Transmission | 69 kV | ISD: 04/27 | Build New four (4) 69 kV Breaker Ring Bus | Proposed
[5 empty] | Weston-Richland 69 kV Line (Rebuild / New line) | Proposed
[5 empty] | Weston-Malinta 34.5 kV Line (Convert to 69 kV) | Exisiting
[5 empty] | Richland-Maroe 34.5kV Line (Convert to 69 kV) | Exisiting
Wentworth | s1700 | Transmission | 138 kV | ISD: 05/25 | Convert to 5 breaker ring bus | Existing
[5 empty] | Rebuild Angola-Eber-Vulcan 138 kV line | Existing
Woodville | s1702 | Transmission | 138 kV | ISD: 02/24 | Construct a 5 breaker ring bus substation | Proposed
[5 empty] | New West End-Woodville 138 kV line | Proposed
West Fremont | b3679 | Transmission | 138/69 kV | ISD: 11/26 | Replace (1) 138-69 kV Transformer | Existing
Weston (AF1-064) | n8455.1, n8455.2 | Tranmission | 69 kV | ISD: 11/25 | Build New four (4) 69 kV Breaker Ring Bus | Proposed
|  |  | 69 kV |  | Weston to AF1-064 (New line) | Proposed
Weston | s2827.3 | Transmission | 69 kV | ISD: 08/25 | Install (1) new 138 kV breaker | Proposed
[5 empty] | Add new line exit for AMPT Deshler Line | Proposed
Total projects that are reported in both T9 & T10: | xxxxx

## Distribution Section
SECTION II
DISTRIBUTION FORECAST FORMS

## D1
4901:5-5-05 (B)(1)(a)
PUCO FORM FE - D1: |  |  | Electric Utility Service Area Energy Consumption Forecast
(Megawatt Hours/Year)
Ohio Edison Company
OE |  | (1) | (2) | (3) | (4) | (5a) | (5b) | (6) (1 +2+3+4+5a+5b) | (7) | (8) (6 + 7)
| Year | Residential | Commercial | Industrial | Transportationa | Otherb | Energy Efficiency & Demand Responsed | Total End User Consumption | Losses And Unaccounted For Company | Net Energy For Load c
-5 | 2019 | 9258000 | 6345000 | 7699000 | 0 | 139000 | 0 | 23441000 | 1499000 | 24940000 |  | 6.395%
-4 | 2020 | 9434000 | 5919000 | 7026000 | 0 | 134000 | 0 | 22511000 | 1480000 | 23991000 |  | 6.575%
-3 | 2021 | 9485000 | 6132000 | 7458000 | 0 | 135000 | 0 | 23210000 | 1553000 | 24763000 |  | 6.691%
-2 | 2022 | 9533000 | 6099000 | 7869000 | 0 | 133000 | 0 | 23634000 | 1362000 | 24996000 |  | 5.763%
-1 | 2023 | 8887000 | 5928000 | 8553000 | 0 | 132000 | 0 | 23500000 | 1476000 | 24976000 |  | 6.281%
0 | 2024 | 9572000 | 6219000 | 7649000 | 0 | 111000 | 0 | 23552000 | 1739000 | 25291000 | 0% | 7.384%
1 | 2025 | 9666000 | 6173000 | 7721000 | 0 | 111000 | 0 | 23671000 | 1748000 | 25419000 | 0% | 7.385%
2 | 2026 | 9802000 | 6130000 | 7760000 | 0 | 111000 | 0 | 23803000 | 1758000 | 25561000 | 0% | 7.386%
3 | 2027 | 9943000 | 6088000 | 7774000 | 0 | 111000 | 0 | 23916000 | 1768000 | 25684000 | 0% | 7.393%
4 | 2028 | 10118000 | 6063000 | 7772000 | 0 | 111000 | 0 | 24065000 | 1783000 | 25848000 | 0% | 7.409%
5 | 2029 | 10243000 | 6013000 | 7766000 | 0 | 111000 | 0 | 24133000 | 1789000 | 25922000 | 0% | 7.413%
6 | 2030 | 10382000 | 5958000 | 7751000 | 0 | 111000 | 0 | 24202000 | 1796000 | 25998000 | 0% | 7.421%
7 | 2031 | 10527000 | 5907000 | 7727000 | 0 | 111000 | 0 | 24272000 | 1804000 | 26076000 | 0% | 7.432%
8 | 2032 | 10708000 | 5879000 | 7703000 | 0 | 111000 | 0 | 24401000 | 1818000 | 26219000 | 0% | 7.451%
9 | 2033 | 10840000 | 5831000 | 7683000 | 0 | 111000 | 0 | 24465000 | 1824000 | 26289000 | 0% | 7.456%
10 | 2034 | 11016000 | 5809000 | 7661000 | 0 | 111000 | 0 | 24597000 | 1838000 | 26435000 | 0% | 7.472%
a | Transportation includes railroads & railways.
b | Other includes street & highway lighting, public authorities and interdepartmental sales.
c | Years 0 through 10 is calculated by applying a loss factor to each rate class then summing the results.
d | Incremental to 2023.
4901:5-5-05 (B)(1)(a)
PUCO FORM FE - D1: |  | (2): Electric Utility Service Area Energy Consumption Forecast
(Megawatt Hours/Year)
The Cleveland Electric Illuminating Company
CEI |  | (1) | (2) | (3) | (4) | (5a) | (5b) | (6) (1 +2+3+4+5a+5b) | (7) | (8) (6 + 7)
| Year | Residential | Commercial | Industrial | Transportationa | Otherb | Energy Efficiency & Demand Responsed | Total End-User Consumption | Losses And Unaccounted For Company | Net Energy For Load c
-5 | 2019 | 5399000 | 6206000 | 6309000 | 0 | 140000 | 0 | 18054000 | 1091000 | 19145000 |  | 6.043%
-4 | 2020 | 5574000 | 5758000 | 5674000 | 0 | 133000 | 0 | 17140000 | 1119000 | 18259000 |  | 6.529%
-3 | 2021 | 5639000 | 5751000 | 6035000 | 0 | 139000 | 0 | 17563000 | 1228000 | 18791000 |  | 6.992%
-2 | 2022 | 5591000 | 5800000 | 6195000 | 0 | 133000 | 0 | 17719000 | 993000 | 18712000 |  | 5.604%
-1 | 2023 | 5129000 | 5568000 | 6214000 | 0 | 131000 | 0 | 17042000 | 1010000 | 18052000 |  | 5.927%
0 | 2024 | 5608000 | 5874000 | 5996000 | 0 | 91000 | 0 | 17569000 | 1253000 | 18822000 | 0% | 7.132%
1 | 2025 | 5633000 | 5822000 | 6027000 | 0 | 90000 | 0 | 17572000 | 1251000 | 18823000 | 0% | 7.119%
2 | 2026 | 5682000 | 5772000 | 6030000 | 0 | 89000 | 0 | 17572000 | 1251000 | 18823000 | 0% | 7.119%
3 | 2027 | 5730000 | 5723000 | 6019000 | 0 | 87000 | 0 | 17559000 | 1251000 | 18810000 | 0% | 7.125%
4 | 2028 | 5802000 | 5690000 | 5999000 | 0 | 86000 | 0 | 17577000 | 1254000 | 18831000 | 0% | 7.134%
5 | 2029 | 5839000 | 5634000 | 5977000 | 0 | 85000 | 0 | 17536000 | 1251000 | 18787000 | 0% | 7.134%
6 | 2030 | 5885000 | 5573000 | 5949000 | 0 | 84000 | 0 | 17491000 | 1249000 | 18740000 | 0% | 7.141%
7 | 2031 | 5932000 | 5517000 | 5922000 | 0 | 83000 | 0 | 17454000 | 1247000 | 18701000 | 0% | 7.144%
8 | 2032 | 6003000 | 5483000 | 5894000 | 0 | 82000 | 0 | 17462000 | 1249000 | 18711000 | 0% | 7.153%
9 | 2033 | 6044000 | 5429000 | 5868000 | 0 | 82000 | 0 | 17423000 | 1248000 | 18671000 | 0% | 7.163%
10 | 2034 | 6115000 | 5400000 | 5842000 | 0 | 81000 | 0 | 17438000 | 1251000 | 18689000 | 0% | 7.174%
a | Transportation includes railroads & railways.
b | Other includes street & highway lighting, public authorities and interdepartmental sales.
c | Years 0 through 10 is calculated by applying a loss factor to each rate class then summing the results.
d | Incremental to 2023.
4901:5-5-05 (B)(1)(a)
PUCO FORM FE - D1: |  | (2): Electric Utility Service Area Energy Consumption Forecast
(Megawatt Hours/Year)
The Toledo Edison Company
TE |  | (1) | (2) | (3) | (4) | (5a) | (5b) | (6) (1 +2+3+4+5a+5b) | (7) | (8) (6 + 7)
| Year | Residential | Commercial | Industrial | Transportationa | Otherb | Energy Efficiency & Demand Responsed | Total End-User Consumption | Losses And Unaccounted For Company | Net Energy For Load c
-5 | 2019 | 2506000 | 1840000 | 5971000 | 0 | 52000 | 0 | 10369000 | 482000 | 10851000 |  | 4.648%
-4 | 2020 | 2580000 | 1708000 | 5882000 | 0 | 47000 | 0 | 10217000 | 468000 | 10685000 |  | 4.581%
-3 | 2021 | 2613000 | 1741000 | 6355000 | 0 | 37000 | 0 | 10746000 | 530000 | 11276000 |  | 4.932%
-2 | 2022 | 2610000 | 1743000 | 6422000 | 0 | 33000 | 0 | 10808000 | 936000 | 11744000 |  | 8.66%
-1 | 2023 | 2408000 | 1686000 | 6705000 | 0 | 31000 | 0 | 10830000 | 444000 | 11274000 |  | 4.1%
0 | 2024 | 2553000 | 1742000 | 7124000 | 0 | 29000 | 0 | 11448000 | 590000 | 12038000 | 0% | 5.154%
1 | 2025 | 2560000 | 1718000 | 7210000 | 0 | 29000 | 0 | 11517000 | 590000 | 12107000 | 0% | 5.123%
2 | 2026 | 2578000 | 1700000 | 7269000 | 0 | 30000 | 0 | 11577000 | 592000 | 12169000 | 0% | 5.114%
3 | 2027 | 2597000 | 1683000 | 7315000 | 0 | 30000 | 0 | 11625000 | 593000 | 12218000 | 0% | 5.101%
4 | 2028 | 2625000 | 1670000 | 7360000 | 0 | 30000 | 0 | 11684000 | 596000 | 12280000 | 0% | 5.101%
5 | 2029 | 2639000 | 1650000 | 7400000 | 0 | 30000 | 0 | 11720000 | 596000 | 12316000 | 0% | 5.085%
6 | 2030 | 2657000 | 1630000 | 7433000 | 0 | 30000 | 0 | 11749000 | 597000 | 12346000 | 0% | 5.081%
7 | 2031 | 2675000 | 1611000 | 7465000 | 0 | 30000 | 0 | 11780000 | 598000 | 12378000 | 0% | 5.076%
8 | 2032 | 2700000 | 1597000 | 7501000 | 0 | 30000 | 0 | 11828000 | 601000 | 12429000 | 0% | 5.081%
9 | 2033 | 2714000 | 1580000 | 7545000 | 0 | 30000 | 0 | 11869000 | 601000 | 12470000 | 0% | 5.064%
10 | 2034 | 2740000 | 1569000 | 7589000 | 0 | 30000 | 0 | 11928000 | 603000 | 12531000 | 0% | 5.055%
a | Transportation includes railroads & railways.
b | Other includes street & highway lighting, public authorities and interdepartmental sales.
c | Years 0 through 10 is calculated by applying a loss factor to each rate class then summing the results.
d | Incremental to 2023.
4901:5-5-05 (B)(1)(a)
PUCO FORM FE - D1: |  | (2): Electric Utility Service Area Energy Consumption Forecast
(Megawatt Hours/Year)
Penn Power
PPC |  | (1) | (2) | (3) | (4) | (5a) | (5b) | (6) (1 +2+3+4+5a+5b) | (7) | (8) (6 + 7)
| Year | Residential | Commercial | Industrial | Transportationa | Otherb | Energy Efficiency & Demand Responsed | Total End-User Consumption | Losses And Unaccounted For Company | Net Energy For Load
-5 | 2019 | 1638000 | 1080000 | 1943000 | 0 | 3000 | 0 | 4664000 | 215000 | 4879000 |  | 4.61%
-4 | 2020 | 1674000 | 668000 | 1926000 | 0 | 3000 | 0 | 4272000 | 228000 | 4500000 |  | 5.337%
-3 | 2021 | 1663000 | 706000 | 2063000 | 0 | 3000 | 0 | 4435000 | 262000 | 4697000 |  | 5.908%
-2 | 2022 | 1683000 | 690000 | 2213000 | 0 | 3000 | 0 | 4590000 | 211000 | 4801000 |  | 4.597%
-1 | 2023 | 1559000 | 644000 | 2225000 | 0 | 3000 | 0 | 4431000 | 159000 | 4590000 |  | 3.588%
0 | 2024 | 1722000 | 686000 | 2239000 | 0 | 3000 | 0 | 4650000 | 322000 | 4972000 |  | 6.925%
1 | 2025 | 1718000 | 671000 | 2273000 | 0 | 3000 | 0 | 4665000 | 323000 | 4988000 |  | 6.924%
2 | 2026 | 1723000 | 663000 | 2299000 | 0 | 3000 | 0 | 4688000 | 324000 | 5012000 |  | 6.911%
3 | 2027 | 1735000 | 664000 | 2323000 | 0 | 3000 | 0 | 4725000 | 326000 | 5051000 |  | 6.899%
4 | 2028 | 1754000 | 668000 | 2343000 | 0 | 3000 | 0 | 4768000 | 329000 | 5097000 |  | 6.9%
5 | 2029 | 1766000 | 666000 | 2358000 | 0 | 3000 | 0 | 4793000 | 331000 | 5124000 |  | 6.906%
6 | 2030 | 1785000 | 662000 | 2369000 | 0 | 3000 | 0 | 4819000 | 332000 | 5151000 |  | 6.889%
7 | 2031 | 1803000 | 657000 | 2376000 | 0 | 3000 | 0 | 4839000 | 334000 | 5173000 |  | 6.902%
8 | 2032 | 1828000 | 658000 | 2382000 | 0 | 3000 | 0 | 4871000 | 337000 | 5208000 |  | 6.918%
9 | 2033 | 1842000 | 653000 | 2391000 | 0 | 3000 | 0 | 4889000 | 338000 | 5227000 |  | 6.913%
10 | 2034 | 1864000 | 654000 | 2397000 | 0 | 3000 | 0 | 4918000 | 339000 | 5257000 |  | 6.893%
a | Transportation includes railroads & railways.
b | Other includes street & highway lighting, public authorities and interdepartmental sales.
c | Years 0 through 10 is calculated by applying a loss factor to each rate class then summing the results.
d | Incremental to 2023.

## D1_OH
4901:5-5-05 (B)(1)(b)
PUCO FORM FE - D1: |  |  | System Service Area Energy Consumption Forecast
(Megawatt Hours/Year)
Total Ohio
|  | (1) | (2) | (3) | (4) | (5a) | (5b) | (6) (1+2+3+4+5a+5b) | (7) | (8) (6 + 7)
| Year | Residential | Commercial | Industrial | Transportationa | Otherb | Energy Efficiency & Demand Responsed | Total End User Consumption | Losses And Unaccounted For Company | Net Energy For Load c
-5 | 2019 | 17163000 | 14391000 | 19979000 | 0 | 331000 | 0 | 51864000 | 3072000 | 54936000
-4 | 2020 | 17588000 | 13385000 | 18582000 | 0 | 314000 | 0 | 49869000 | 3067000 | 52935000
-3 | 2021 | 17737000 | 13624000 | 19848000 | 0 | 311000 | 0 | 51520000 | 3311000 | 54830000
-2 | 2022 | 17734000 | 13642000 | 20486000 | 0 | 299000 | 0 | 52161000 | 3291000 | 55452000
-1 | 2023 | 16424000 | 13182000 | 21472000 |  | 294000 | 0 | 51372000 | 2930000 | 54302000
0 | 2024 | 17733000 | 13835000 | 20769000 | 0 | 231000 | 0 | 52568000 | 3582000 | 56151000 | 0%
1 | 2025 | 17859000 | 13713000 | 20958000 | 0 | 230000 | 0 | 52760000 | 3589000 | 56349000 | 0%
2 | 2026 | 18062000 | 13602000 | 21059000 | 0 | 230000 | 0 | 52953000 | 3601000 | 56553000 | 0%
3 | 2027 | 18270000 | 13494000 | 21108000 | 0 | 228000 | 0 | 53100000 | 3612000 | 56712000 | 0%
4 | 2028 | 18545000 | 13423000 | 21131000 | 0 | 227000 | 0 | 53326000 | 3633000 | 56959000 | 0%
5 | 2029 | 18721000 | 13297000 | 21143000 | 0 | 226000 | 0 | 53387000 | 3636000 | 57025000 | 0%
6 | 2030 | 18924000 | 13161000 | 21133000 | 0 | 225000 | 0 | 53443000 | 3642000 | 57084000 | 0%
7 | 2031 | 19134000 | 13035000 | 21114000 | 0 | 224000 | 0 | 53507000 | 3649000 | 57155000 | 0%
8 | 2032 | 19411000 | 12959000 | 21098000 | 0 | 223000 | 0 | 53691000 | 3668000 | 57359000 | 0%
9 | 2033 | 19598000 | 12840000 | 21096000 | 0 | 223000 | 0 | 53757000 | 3673000 | 57430000 | 0%
10 | 2034 | 19871000 | 12778000 | 21092000 | 0 | 222000 | 0 | 53963000 | 3692000 | 57655000 | 0%
a | Transportation includes railroads & railways.
b | Other includes street & highway lighting, public authorities and interdepartmental sales.
c | Years 0 through 10 is calculated by applying a loss factor to each rate class then summing the results.
d | Incremental to 2023.

## D2
4901:5-5-05 (B)(1)(b)
PUCO FORM FE - D2: |  | System Service Area Energy Consumption Forecast
(Megawatt Hours/Year) c
FirstEnergy System
|  | (1) | (2) | (3) | (4) | (5a) | (5b) | (6) (1+2+3+4+5a+5b) | (7) | (8) (6 + 7)
| Year | Residential | Commercial | Industrial | Transportationa | Otherb | Energy Efficiency & Demand Responsed | Total End User Consumption | Losses And Unaccounted For Company | Net Energy For Load
-5 | 2019 | 18801000 | 15471000 | 21922000 | 0 | 334000 | 0 | 56528000 | 3287000 | 59815000
-4 | 2020 | 19262000 | 14053000 | 20508000 | 0 | 317000 | 0 | 54141000 | 3295000 | 57435000
-3 | 2021 | 19400000 | 14330000 | 21911000 | 0 | 314000 | 0 | 55955000 | 3573000 | 59527000
-2 | 2022 | 19417000 | 14332000 | 22699000 | 0 | 302000 | 0 | 56751000 | 3502000 | 60253000
-1 | 2023 | 17983000 | 13826000 | 23697000 | 0 | 297000 | 0 | 55803000 | 3089000 | 58892000
0 | 2024 | 19455000 | 14521000 | 23008000 | 0 | 234000 | 0 | 57218000 | 3904000 | 61123000
1 | 2025 | 19577000 | 14384000 | 23231000 | 0 | 233000 | 0 | 57425000 | 3912000 | 61337000
2 | 2026 | 19785000 | 14265000 | 23358000 | 0 | 233000 | 0 | 57641000 | 3925000 | 61565000
3 | 2027 | 20005000 | 14158000 | 23431000 | 0 | 231000 | 0 | 57825000 | 3938000 | 61763000
4 | 2028 | 20299000 | 14091000 | 23474000 | 0 | 230000 | 0 | 58094000 | 3962000 | 62056000
5 | 2029 | 20487000 | 13963000 | 23501000 | 0 | 229000 | 0 | 58180000 | 3967000 | 62149000
6 | 2030 | 20709000 | 13823000 | 23502000 | 0 | 228000 | 0 | 58262000 | 3974000 | 62235000
7 | 2031 | 20937000 | 13692000 | 23490000 | 0 | 227000 | 0 | 58346000 | 3983000 | 62328000
8 | 2032 | 21239000 | 13617000 | 23480000 | 0 | 226000 | 0 | 58562000 | 4005000 | 62567000
9 | 2033 | 21440000 | 13493000 | 23487000 | 0 | 226000 | 0 | 58646000 | 4011000 | 62657000
10 | 2034 | 21735000 | 13432000 | 23489000 | 0 | 225000 | 0 | 58881000 | 4031000 | 62912000
a | Transportation includes railroads & railways.
b | Other includes street & highway lighting, public authorities and interdepartmental sales.
c | Years 0 through 10 is calculated by applying a loss factor to each rate class then summing the results.
d | Incremental to 2023.

## D3
4901:5-5-05(B)(2)(a)
PUCO Form FE-D3: |  |  | Electric Utility Ohio Seasonal Peak Load Demand Forecast
(Megawatts)
OE
The Ohio Edison Company
|  | Native Load |  |  |  | Internal Load b
| Year | Summer | Energy Efficiency & Demand Responsec | Net Summer | Wintera | Summer | Energy Efficiency & Demand Response | Net Summer | Winter
-5 | 2019 | 4718.747 | 0 | 4718.747 | 3801.67 | 4934.747 | 0 | 4934.747 | 4017.67 |  | Updated
-4 | 2020 | 4869.087 | 0 | 4869.087 | 3546.05 | 5068.087 | 0 | 5068.087 | 3745.05 |  | Updated
-3 | 2021 | 4758.547 | 0 | 4758.547 | 3710.06 | 4957.547 | 0 | 4957.547 | 3909.06 |  | Updated
-2 | 2022 | 4834.011 | 0 | 4834.011 | 3827.97 | 5033.011 | 0 | 5033.011 | 4026.97 |  | Updated
-1 | 2023 | 4467.3408 | 0 | 4467.3408 | 3698.43 | 4666.3408 | 0 | 4666.3408 | 3897.43 |  | Formula Dependent
0 | 2024 | 4982.72 | -199 | 4783.72 | 3721.92 | 5181.72 | -199 | 4982.72 | 3920.92 |  | Formula Dependent
1 | 2025 | 4984.05 | -199 | 4785.05 | 3741.5 | 5183.05 | -199 | 4984.05 | 3940.5 |  | Formula Dependent
2 | 2026 | 4996.51 | -199 | 4797.51 | 3761.38 | 5195.51 | -199 | 4996.51 | 3960.38 |  | Formula Dependent
3 | 2027 | 5009.8 | -199 | 4810.8 | 3781.69 | 5208.8 | -199 | 5009.8 | 3980.69 |  | Formula Dependent
4 | 2028 | 5040 | -199 | 4841 | 3803.6 | 5239 | -199 | 5040 | 4002.6 |  | Formula Dependent
5 | 2029 | 5046.43 | -199 | 4847.43 | 3812.78 | 5245.43 | -199 | 5046.43 | 4011.78 |  | Formula Dependent
6 | 2030 | 5059.45 | -199 | 4860.45 | 3824.04 | 5258.45 | -199 | 5059.45 | 4023.04 |  | Formula Dependent
7 | 2031 | 5073.89 | -199 | 4874.89 | 3839.09 | 5272.89 | -199 | 5073.89 | 4038.09 |  | Formula Dependent
8 | 2032 | 5108.15 | -199 | 4909.15 | 3858.88 | 5307.15 | -199 | 5108.15 | 4057.88 |  | Formula Dependent
9 | 2033 | 5120.07 | -199 | 4921.07 | 3872.91 | 5319.07 | -199 | 5120.07 | 4071.91 |  | Formula Dependent
10 | 2034 | 5151.64 | -199 | 4952.64 | 3895.94 | 5350.64 | -199 | 5151.64 | 4094.94 |  | Formula Dependent
a | Winter load reference is the peak loads which follows the summer peak load.
b | Internal Load equals Native plus Interruptible.
c | Incremental to 2023.
4901:5-5-05(B)(2)(a)
PUCO Form FE-D3: |  |  | Electric Utility Ohio Seasonal Peak Load Demand Forecast
(Megawatts)
CEI
The Cleveland Electric Illuminating Company
|  | Native Load |  |  |  | Internal Load b
| Year | Summer | Energy Efficiency & Demand Responsec | Net Summer | Wintera | Summer | Energy Efficiency & Demand Response | Net Summer | Winter
-5 | 2019 | 3661.195 | 0 | 3661.195 | 2784.94 | 3851.195 | 0 | 3851.195 | 2974.94 |  | Updated
-4 | 2020 | 3705.992 | 0 | 3705.992 | 2629.31 | 3895.992 | 0 | 3895.992 | 2819.31 |  | Updated
-3 | 2021 | 3562.584 | 0 | 3562.584 | 2602.36 | 3752.584 | 0 | 3752.584 | 2792.36 |  | Updated
-2 | 2022 | 3756.889 | 0 | 3756.889 | 2569.28 | 3946.889 | 0 | 3946.889 | 2759.28 |  | Updated
-1 | 2023 | 3404.3512 | 0 | 3404.3512 | 2543.72 | 3594.3512 | 0 | 3594.3512 | 2733.72 |  | Formula Dependent
0 | 2024 | 3842.1 | -190 | 3652.1 | 2563.02 | 4032.1 | -190 | 3842.1 | 2753.02 |  | Formula Dependent
1 | 2025 | 3847.29 | -190 | 3657.29 | 2569.88 | 4037.29 | -190 | 3847.29 | 2759.88 |  | Formula Dependent
2 | 2026 | 3849.62 | -190 | 3659.62 | 2573.47 | 4039.62 | -190 | 3849.62 | 2763.47 |  | Formula Dependent
3 | 2027 | 3850.29 | -190 | 3660.29 | 2574.57 | 4040.29 | -190 | 3850.29 | 2764.57 |  | Formula Dependent
4 | 2028 | 3856.23 | -190 | 3666.23 | 2578.91 | 4046.23 | -190 | 3856.23 | 2768.91 |  | Formula Dependent
5 | 2029 | 3852.95 | -190 | 3662.95 | 2571.05 | 4042.95 | -190 | 3852.95 | 2761.05 |  | Formula Dependent
6 | 2030 | 3846.92 | -190 | 3656.92 | 2565.02 | 4036.92 | -190 | 3846.92 | 2755.02 |  | Formula Dependent
7 | 2031 | 3843.31 | -190 | 3653.31 | 2560.89 | 4033.31 | -190 | 3843.31 | 2750.89 |  | Formula Dependent
8 | 2032 | 3847.6 | -190 | 3657.6 | 2563.05 | 4037.6 | -190 | 3847.6 | 2753.05 |  | Formula Dependent
9 | 2033 | 3845.85 | -190 | 3655.85 | 2559.09 | 4035.85 | -190 | 3845.85 | 2749.09 |  | Formula Dependent
10 | 2034 | 3854.22 | -190 | 3664.22 | 2562.88 | 4044.22 | -190 | 3854.22 | 2752.88 |  | Formula Dependent
a | Winter load reference is the peak loads which follows the summer peak load.
b | Internal Load equals Native plus Interruptible.
c | Incremental to 2023.
4901:5-5-05(B)(2)(a)
PUCO Form FE-D3: |  |  | Electric Utility Ohio Seasonal Peak Load Demand Forecast
(Megawatts)
The Toledo Edison Company | [9 empty] | TE
|  | Native Load |  |  |  | Internal Load b
| Year | Summer | Energy Efficiency & Demand Responsec | Net Summer | Wintera | Summer | Energy Efficiency & Demand Response | Net Summer | Winter
-5 | 2019 | 1915.079 | 0 | 1915.079 | 1440.13 | 2108.079 | 0 | 2108.079 | 1633.13 |  | Updated
-4 | 2020 | 1903.637 | 0 | 1903.637 | 1424.96 | 2096.637 | 0 | 2096.637 | 1617.96 |  | Updated
-3 | 2021 | 1837.522 | 0 | 1837.522 | 1502.25 | 2030.522 | 0 | 2030.522 | 1695.25 |  | Updated
-2 | 2022 | 1945.811 | 0 | 1945.811 | 1504.13 | 2138.811 | 0 | 2138.811 | 1697.13 |  | Updated
-1 | 2023 | 1849.2259 | 0 | 1849.2259 | 1586.96 | 2042.2259 | 0 | 2042.2259 | 1779.96 |  | Formula Dependent
0 | 2024 | 2092.71 | -193 | 1899.71 | 1594.92 | 2285.71 | -193 | 2092.71 | 1787.92 |  | Formula Dependent
1 | 2025 | 2107.81 | -193 | 1914.81 | 1594.21 | 2300.81 | -193 | 2107.81 | 1787.21 |  | Formula Dependent
2 | 2026 | 2112.47 | -193 | 1919.47 | 1600.98 | 2305.47 | -193 | 2112.47 | 1793.98 |  | Formula Dependent
3 | 2027 | 2134.53 | -193 | 1941.53 | 1604.8 | 2327.53 | -193 | 2134.53 | 1797.8 |  | Formula Dependent
4 | 2028 | 2163.41 | -193 | 1970.41 | 1611.83 | 2356.41 | -193 | 2163.41 | 1804.83 |  | Formula Dependent
5 | 2029 | 2185.66 | -193 | 1992.66 | 1614.66 | 2378.66 | -193 | 2185.66 | 1807.66 |  | Formula Dependent
6 | 2030 | 2198.01 | -193 | 2005.01 | 1618.02 | 2391.01 | -193 | 2198.01 | 1811.02 |  | Formula Dependent
7 | 2031 | 2213.7 | -193 | 2020.7 | 1623.03 | 2406.7 | -193 | 2213.7 | 1816.03 |  | Formula Dependent
8 | 2032 | 2232.39 | -193 | 2039.39 | 1630.47 | 2425.39 | -193 | 2232.39 | 1823.47 |  | Formula Dependent
9 | 2033 | 2254.7 | -193 | 2061.7 | 1635.92 | 2447.7 | -193 | 2254.7 | 1828.92 |  | Formula Dependent
10 | 2034 | 2274.24 | -193 | 2081.24 | 1645.25 | 2467.24 | -193 | 2274.24 | 1838.25 |  | Formula Dependent
a | Winter load reference is the peak loads which follows the summer peak load.
b | Internal Load equals Native plus Interruptible.
c | Incremental to 2023.

## D3_OH
4901:5-5-05(B)(2)(a)
PUCO Form FE-D3: |  |  | Electric Utility Ohio Seasonal Peak Load Demand Forecast
(Megawatts)
Total Ohio
Total OH
|  | Native Load |  |  |  | Internal Load b
| Year | Summer | Energy Efficiency & Demand Responsec | Net Summer | Wintera | Summer | Energy Efficiency & Demand Response | Summer | Winter
-5 | 2019 | 10144.768 | 0 | 10144.768 | 7964.14 | 10743.768 | 0 | 10743.768 | 8563.14 | Updated
-4 | 2020 | 10114.328 | 0 | 10114.328 | 7526.96 | 10696.328 | 0 | 10696.328 | 8108.96 | Updated
-3 | 2021 | 10134.891 | 0 | 10134.891 | 7721.94 | 10716.891 | 0 | 10716.891 | 8303.94 | Updated
-2 | 2022 | 10373.137 | 0 | 10373.137 | 7832.28 | 10955.137 | 0 | 10955.137 | 8414.28 | Updated
-1 | 2023 | 9685.1909 | 0 | 9685.1909 | 7765.12 | 10267.1909 | 0 | 10267.1909 | 8347.12 | Formula Dependent
0 | 2024 | 10797.58 | -582 | 10215.58 | 7818.45 | 11379.58 | -582 | 10797.58 | 8400.45 | Formula Dependent
1 | 2025 | 10809.1 | -582 | 10227.1 | 7843.99 | 11391.1 | -582 | 10809.1 | 8425.99 | Formula Dependent
2 | 2026 | 10838.76 | -582 | 10256.76 | 7874.01 | 11420.76 | -582 | 10838.76 | 8456.01 | Formula Dependent
3 | 2027 | 10881.5 | -582 | 10299.5 | 7899.05 | 11463.5 | -582 | 10881.5 | 8481.05 | Formula Dependent
4 | 2028 | 10918.75 | -582 | 10336.75 | 7932.09 | 11500.75 | -582 | 10918.75 | 8514.09 | Formula Dependent
5 | 2029 | 10934.3 | -582 | 10352.3 | 7936.22 | 11516.3 | -582 | 10934.3 | 8518.22 | Formula Dependent
6 | 2030 | 10958.64 | -582 | 10376.64 | 7944.74 | 11540.64 | -582 | 10958.64 | 8526.74 | Formula Dependent
7 | 2031 | 10995.62 | -582 | 10413.62 | 7960.56 | 11577.62 | -582 | 10995.62 | 8542.56 | Formula Dependent
8 | 2032 | 11041.8 | -582 | 10459.8 | 7989.73 | 11623.8 | -582 | 11041.8 | 8571.73 | Formula Dependent
9 | 2033 | 11098.38 | -582 | 10516.38 | 8005.14 | 11680.38 | -582 | 11098.38 | 8587.14 | Formula Dependent
10 | 2034 | 11176.09 | -582 | 10594.09 | 8041.03 | 11758.09 | -582 | 11176.09 | 8623.03 | Formula Dependent
a | Winter load reference is the peak loads which follows the summer peak load.
b | Internal Load equals Native plus Interruptible.
c | Incremental to 2023.
d Excludes impact of self-directed mercantile DR programs. Incremental to 2014 benchmark.

## D4
4901:5-5-05(B)(2)(b)
PUCO Form FE-D4: |  | Electric Utility Ohio Seasonal Peak Load Demand Forecast
(Megawatts)
FirstEnergy System
ATSI ZONE
|  | Native Load |  | Internal Load
| Year | Summer | Winter | Summer | Winter
-5 | 2019 | 10960.34 | 8811.08 | 11559.34 | 9410.08 | Updated
-4 | 2020 | 10916.396 | 8352.56 | 11498.396 | 8934.56 | Updated
-3 | 2021 | 11068.046 | 8490.64 | 11650.046 | 9072.64 | Updated
-2 | 2022 | 11229.715 | 8643.57 | 11811.715 | 9225.57 | Updated
-1 | 2023 | 10500.5509 | 8558.57 | 11082.5509 | 9140.57 | Formula Dependent
0 | 2024 | 11113.35 | 8613.23 | 11695.35 | 9195.23 | Formula Dependent
1 | 2025 | 11130.02 | 8642.03 | 11712.02 | 9224.03 | Formula Dependent
2 | 2026 | 11167.83 | 8677.25 | 11749.83 | 9259.25 | Formula Dependent
3 | 2027 | 11219.71 | 8708.85 | 11801.71 | 9290.85 | Formula Dependent
4 | 2028 | 11262.9 | 8749.11 | 11844.9 | 9331.11 | Formula Dependent
5 | 2029 | 11284.24 | 8757.02 | 11866.24 | 9339.02 | Formula Dependent
6 | 2030 | 11313.65 | 8769.39 | 11895.65 | 9351.39 | Formula Dependent
7 | 2031 | 11357.72 | 8789.17 | 11939.72 | 9371.17 | Formula Dependent
8 | 2032 | 11408.94 | 8823.8 | 11990.94 | 9405.8 | Formula Dependent
9 | 2033 | 11472.13 | 8842.78 | 12054.13 | 9424.78 | Formula Dependent
10 | 2034 | 11557.78 | 8884.19 | 12139.78 | 9466.19 | Formula Dependent
a | Winter load reference is the peak loads which follows the summer peak load.
d Excludes impact of self-directed mercantile DR programs. Incremental to 2014 benchmark.

## D5
4901:5-5-05(B)(3)(a)
PUCO Form FE-D5: |  | Monthly Net Energy For Load Forecast
(Megawatt-Hours Per Year)
Ohio Edison Company | [5 empty] | Note that this includes T&D losses
Monthly Net Energy For Load Forecast
| Year 0-2024 | Ohio Service Area | System a
| January | 2325343.9929 | 5656120.7204 | 1 | Jan - 2024 | OE01 | PP01
| February | 2222646.1852 | 5181560.4005 | 2 | Feb - 2024 | OE01 | PP01
| March | 2108128.9941 | 5120610.9603 | 3 | Mar - 2024 | OE01 | PP01
| April | 1843719.443 | 4470598.9549 | 4 | Apr - 2024 | OE01 | PP01
| May | 1863902.315 | 4533095.7356 | 5 | May - 2024 | OE01 | PP01
| June | 2092658.5985 | 5086328.7157 | 6 | Jun - 2024 | OE01 | PP01
| July | 2312316.7588 | 5681292.213 | 7 | Jul - 2024 | OE01 | PP01
| August | 2328307.855 | 5629240.5787 | 8 | Aug - 2024 | OE01 | PP01
| September | 1980419.9691 | 4822261.393 | 9 | Sep - 2024 | OE01 | PP01
| October | 1967269.7177 | 4760198.4245 | 10 | Oct - 2024 | OE01 | PP01
| November | 1970452.7404 | 4762944.5204 | 11 | Nov - 2024 | OE01 | PP01
| December | 2276060.5971 | 5419185.7465 | 12 | Dec - 2024 | OE01 | PP01
Year 1-2025
| January | 2299439.7733 | 5541258.4446 | 1 | Jan - 2025 | OE01 | PP01
| February | 2119341.0525 | 5028153.9188 | 2 | Feb - 2025 | OE01 | PP01
| March | 2160176.0782 | 5160464.5516 | 3 | Mar - 2025 | OE01 | PP01
| April | 1883180.5112 | 4534252.4374 | 4 | Apr - 2025 | OE01 | PP01
| May | 1937959.0149 | 4738200.0137 | 5 | May - 2025 | OE01 | PP01
| June | 2120524.4984 | 5147349.3045 | 6 | Jun - 2025 | OE01 | PP01
| July | 2352965.5376 | 5742305.9639 | 7 | Jul - 2025 | OE01 | PP01
| August | 2340518.2394 | 5687916.0176 | 8 | Aug - 2025 | OE01 | PP01
| September | 2011339.8749 | 4906597.3243 | 9 | Sep - 2025 | OE01 | PP01
| October | 1948428.3917 | 4692504.7192 | 10 | Oct - 2025 | OE01 | PP01
| November | 1947808.4246 | 4767463.0867 | 11 | Nov - 2025 | OE01 | PP01
| December | 2296929.6227 | 5390870.0196 | 12 | Dec - 2025 | OE01 | PP01
a | These data include energy for Pennsylvania Power as well as the 3 Ohio companies.
4901:5-5-05(B)(3)(a)
PUCO Form FE-D5: |  | Monthly Net Energy For Load Forecast
(Megawatt-Hours Per Year)
The Cleveland Electric Illuminating Company
Monthly Net Energy For Load Forecast
| Year 0-2024 | Ohio Service Area | System a
| January | 1720965.4723 | 5656120.7204 | 1 | Jan - 2024 | CE01
| February | 1589324.32 | 5181560.4005 | 2 | Feb - 2024 | CE01
| March | 1595799.9203 | 5120610.9603 | 3 | Mar - 2024 | CE01
| April | 1400985.3999 | 4470598.9549 | 4 | Apr - 2024 | CE01
| May | 1408454.3191 | 4533095.7356 | 5 | May - 2024 | CE01
| June | 1575480.4484 | 5086328.7157 | 6 | Jun - 2024 | CE01
| July | 1799262.0354 | 5681292.213 | 7 | Jul - 2024 | CE01
| August | 1734185.3564 | 5629240.5787 | 8 | Aug - 2024 | CE01
| September | 1472732.6215 | 4822261.393 | 9 | Sep - 2024 | CE01
| October | 1445941.7595 | 4760198.4245 | 10 | Oct - 2024 | CE01
| November | 1442065.5834 | 4762944.5204 | 11 | Nov - 2024 | CE01
| December | 1636483.117 | 5419185.7465 | 12 | Dec - 2024 | CE01
Year 1-2025
| January | 1697446.8223 | 5541258.4446 | 1 | Jan - 2025 | CE01
| February | 1513464.829 | 5028153.9188 | 2 | Feb - 2025 | CE01
| March | 1563596.9935 | 5160464.5516 | 3 | Mar - 2025 | CE01
| April | 1385794.2378 | 4534252.4374 | 4 | Apr - 2025 | CE01
| May | 1465697.7427 | 4738200.0137 | 5 | May - 2025 | CE01
| June | 1607281.8402 | 5147349.3045 | 6 | Jun - 2025 | CE01
| July | 1806146.4862 | 5742305.9639 | 7 | Jul - 2025 | CE01
| August | 1773659.1768 | 5687916.0176 | 8 | Aug - 2025 | CE01
| September | 1508618.1185 | 4906597.3243 | 9 | Sep - 2025 | CE01
| October | 1415636.4072 | 4692504.7192 | 10 | Oct - 2025 | CE01
| November | 1453521.9622 | 4767463.0867 | 11 | Nov - 2025 | CE01
| December | 1632335.7957 | 5390870.0196 | 12 | Dec - 2025 | CE01
a | These data include energy for Pennsylvania Power as well as the 3 Ohio companies.
4901:5-5-05(B)(3)(a)
PUCO Form FE-D5: |  | Monthly Net Energy For Load Forecast
(Megawatt-Hours Per Year)
The Toledo Edison Company
Monthly Net Energy For Load Forecast
| Year 0-2024 | Ohio Service Area | System a
| January | 1133129.031 | 5656120.7204 | 1 | Jan - 2024 | TE01
| February | 922436.7406 | 5181560.4005 | 2 | Feb - 2024 | TE01
| March | 987209.9984 | 5120610.9603 | 3 | Mar - 2024 | TE01
| April | 856857.9774 | 4470598.9549 | 4 | Apr - 2024 | TE01
| May | 882741.1605 | 4533095.7356 | 5 | May - 2024 | TE01
| June | 1013563.0412 | 5086328.7157 | 6 | Jun - 2024 | TE01
| July | 1136598.0963 | 5681292.213 | 7 | Jul - 2024 | TE01
| August | 1131974.9333 | 5629240.5787 | 8 | Aug - 2024 | TE01
| September | 984215.6714 | 4822261.393 | 9 | Sep - 2024 | TE01
| October | 975580.8452 | 4760198.4245 | 10 | Oct - 2024 | TE01
| November | 960205.6806 | 4762944.5204 | 11 | Nov - 2024 | TE01
| December | 1053525.0482 | 5419185.7465 | 12 | Dec - 2024 | TE01
Year 1-2025
| January | 1079496.6511 | 5541258.4446 | 1 | Jan - 2025 | TE01
| February | 972183.8902 | 5028153.9188 | 2 | Feb - 2025 | TE01
| March | 1013553.2423 | 5160464.5516 | 3 | Mar - 2025 | TE01
| April | 900799.5173 | 4534252.4374 | 4 | Apr - 2025 | TE01
| May | 947465.9355 | 4738200.0137 | 5 | May - 2025 | TE01
| June | 1012154.88 | 5147349.3045 | 6 | Jun - 2025 | TE01
| July | 1132428.9571 | 5742305.9639 | 7 | Jul - 2025 | TE01
| August | 1123415.2156 | 5687916.0176 | 8 | Aug - 2025 | TE01
| September | 990934.7885 | 4906597.3243 | 9 | Sep - 2025 | TE01
| October | 945678.2709 | 4692504.7192 | 10 | Oct - 2025 | TE01
| November | 976461.4554 | 4767463.0867 | 11 | Nov - 2025 | TE01
| December | 1012872.6888 | 5390870.0196 | 12 | Dec - 2025 | TE01
a | These data include energy for Pennsylvania Power as well as the 3 Ohio companies.

## D5 OH
4901:5-5-05(B)(3)(a)
PUCO Form FE-D5: |  | Monthly Net Energy For Load Forecast
(Megawatt-Hours Per Year)
Total Ohio
Monthly Net Energy For Load Forecast
| Year 0-2024 | Ohio Service Area | System a
| January | 5179438.4962 | 5656120.7204
| February | 4734407.2458 | 5181560.4005
| March | 4691138.9128 | 5120610.9603
| April | 4101562.8202 | 4470598.9549
| May | 4155097.7946 | 4533095.7356
| June | 4681702.088 | 5086328.7157
| July | 5248176.8904 | 5681292.213
| August | 5194468.1448 | 5629240.5787
| September | 4437368.262 | 4822261.393
| October | 4388792.3224 | 4760198.4245
| November | 4372724.0043 | 4762944.5204
| December | 4966068.7623 | 5419185.7465
Year 1-2025
| January | 5076383.2467 | 5541258.4446
| February | 4604989.7717 | 5028153.9188
| March | 4737326.314 | 5160464.5516
| April | 4169774.2663 | 4534252.4374
| May | 4351122.6931 | 4738200.0137
| June | 4739961.2186 | 5147349.3045
| July | 5291540.9809 | 5742305.9639
| August | 5237592.6317 | 5687916.0176
| September | 4510892.7819 | 4906597.3243
| October | 4309743.0699 | 4692504.7192
| November | 4377791.8422 | 4767463.0867
| December | 4942138.1072 | 5390870.0196
a | These data include energy for Pennsylvania Power as well as the 3 Ohio companies.

## D6
4901:5-5-05(B)(3)(b)
PUCO Form FE-D6: |  |  | Monthly Peak Load Forecast
(Megawatts) a
Ohio Edison Company
|  | Monthly Native Load Forecast |  |  |  | Monthly Internal Load Forecastc
| Year 0-2024 | Ohio Service Area | Demand Responsec | Net | Systemb | Ohio Service Area | Systemb
| January | 3897.43 | -199 | 3698.43 | 8558.57 | 3897.43 | 9140.57 | 2024 | 1 | OE | ATSI ZONE | Jan
| February | 3851.69 | -199 | 3652.69 | 8486.17 | 3851.69 | 9068.17 | 2024 | 2 | OE | ATSI ZONE | Feb
| March | 3719.63 | -199 | 3520.63 | 8166.3 | 3719.63 | 8748.3 | 2024 | 3 | OE | ATSI ZONE | Mar
| April | 3841.18 | -199 | 3642.18 | 8234.33 | 3841.18 | 8816.33 | 2024 | 4 | OE | ATSI ZONE | Apr
| May | 4104.33 | -199 | 3905.33 | 9101.77 | 4104.33 | 9683.77 | 2024 | 5 | OE | ATSI ZONE | May
| June | 4845.5 | -199 | 4646.5 | 10461.32 | 4845.5 | 11043.32 | 2024 | 6 | OE | ATSI ZONE | Jun
| July | 4966.79 | -199 | 4767.79 | 11113.35 | 4966.79 | 11695.35 | 2024 | 7 | OE | ATSI ZONE | Jul
| August | 4982.72 | -199 | 4783.72 | 10859.58 | 4982.72 | 11441.58 | 2024 | 8 | OE | ATSI ZONE | Aug
| September | 4479.41 | -199 | 4280.41 | 9819.66 | 4479.41 | 10401.66 | 2024 | 9 | OE | ATSI ZONE | Sep
| October | 3750.2 | -199 | 3551.2 | 8065.21 | 3750.2 | 8647.21 | 2024 | 10 | OE | ATSI ZONE | Oct
| November | 3608.42 | -199 | 3409.42 | 7942.36 | 3608.42 | 8524.36 | 2024 | 11 | OE | ATSI ZONE | Nov
| December | 3824.34 | -199 | 3625.34 | 8384.23 | 3824.34 | 8966.23 | 2024 | 12 | OE | ATSI ZONE | Dec
Year 1-2025
| January | 3920.92 | -199 | 3721.92 | 8613.23 | 3920.92 | 9195.23 | 2025 | 1 | OE | ATSI ZONE | Jan
| February | 3875.9 | -199 | 3676.9 | 8504.79 | 3875.9 | 9086.79 | 2025 | 2 | OE | ATSI ZONE | Feb
| March | 3732.22 | -199 | 3533.22 | 8193.86 | 3732.22 | 8775.86 | 2025 | 3 | OE | ATSI ZONE | Mar
| April | 3864.9 | -199 | 3665.9 | 8275.31 | 3864.9 | 8857.31 | 2025 | 4 | OE | ATSI ZONE | Apr
| May | 4101.9 | -199 | 3902.9 | 9111 | 4101.9 | 9693 | 2025 | 5 | OE | ATSI ZONE | May
| June | 4775.11 | -199 | 4576.11 | 10423.87 | 4775.11 | 11005.87 | 2025 | 6 | OE | ATSI ZONE | Jun
| July | 4971.29 | -199 | 4772.29 | 11130.02 | 4971.29 | 11712.02 | 2025 | 7 | OE | ATSI ZONE | Jul
| August | 4984.05 | -199 | 4785.05 | 10890.14 | 4984.05 | 11472.14 | 2025 | 8 | OE | ATSI ZONE | Aug
| September | 4525.14 | -199 | 4326.14 | 9870.18 | 4525.14 | 10452.18 | 2025 | 9 | OE | ATSI ZONE | Sep
| October | 3765.51 | -199 | 3566.51 | 8114.82 | 3765.51 | 8696.82 | 2025 | 10 | OE | ATSI ZONE | Oct
| November | 3631.16 | -199 | 3432.16 | 7968.64 | 3631.16 | 8550.64 | 2025 | 11 | OE | ATSI ZONE | Nov
| December | 3843.76 | -199 | 3644.76 | 8421.54 | 3843.76 | 9003.54 | 2025 | 12 | OE | ATSI ZONE | Dec
a | These data include energy for Pennsylvania Power as well as the 3 Ohio companies.
b | Internal Load equals Native plus Interruptible.
c | Incremental to 2023
4901:5-5-05(B)(3)(b)
PUCO Form FE-D6: |  |  | Monthly Peak Load Forecast
(Megawatts) a
The Cleveland Electric Illuminating Company
|  | Monthly Native Load Forecast |  |  |  | Monthly Internal Load Forecastc
| Year 0-2024 | Ohio Service Area | Demand Responsec | Net | Systemb | Ohio Service Area | Systemb
| January | 2733.72 | -190 | 2543.72 | 8558.57 | 2733.72 | 9140.57 | 2024 | 1 | CEI |  | Jan
| February | 2731.02 | -190 | 2541.02 | 8486.17 | 2731.02 | 9068.17 | 2024 | 2 | CEI |  | Feb
| March | 2653.95 | -190 | 2463.95 | 8166.3 | 2653.95 | 8748.3 | 2024 | 3 | CEI |  | Mar
| April | 2795.04 | -190 | 2605.04 | 8234.33 | 2795.04 | 8816.33 | 2024 | 4 | CEI |  | Apr
| May | 3146.3 | -190 | 2956.3 | 9101.77 | 3146.3 | 9683.77 | 2024 | 5 | CEI |  | May
| June | 3574.35 | -190 | 3384.35 | 10461.32 | 3574.35 | 11043.32 | 2024 | 6 | CEI |  | Jun
| July | 3842.1 | -190 | 3652.1 | 11113.35 | 3842.1 | 11695.35 | 2024 | 7 | CEI |  | Jul
| August | 3702.94 | -190 | 3512.94 | 10859.58 | 3702.94 | 11441.58 | 2024 | 8 | CEI |  | Aug
| September | 3298.92 | -190 | 3108.92 | 9819.66 | 3298.92 | 10401.66 | 2024 | 9 | CEI |  | Sep
| October | 2721.9 | -190 | 2531.9 | 8065.21 | 2721.9 | 8647.21 | 2024 | 10 | CEI |  | Oct
| November | 2579.3 | -190 | 2389.3 | 7942.36 | 2579.3 | 8524.36 | 2024 | 11 | CEI |  | Nov
| December | 2656.39 | -190 | 2466.39 | 8384.23 | 2656.39 | 8966.23 | 2024 | 12 | CEI |  | Dec
Year 1-2025
| January | 2753.02 | -190 | 2563.02 | 8613.23 | 2753.02 | 9195.23 | 2025 | 1 | CEI |  | Jan
| February | 2742.8 | -190 | 2552.8 | 8504.79 | 2742.8 | 9086.79 | 2025 | 2 | CEI |  | Feb
| March | 2661.45 | -190 | 2471.45 | 8193.86 | 2661.45 | 8775.86 | 2025 | 3 | CEI |  | Mar
| April | 2810.3 | -190 | 2620.3 | 8275.31 | 2810.3 | 8857.31 | 2025 | 4 | CEI |  | Apr
| May | 3163.23 | -190 | 2973.23 | 9111 | 3163.23 | 9693 | 2025 | 5 | CEI |  | May
| June | 3586.97 | -190 | 3396.97 | 10423.87 | 3586.97 | 11005.87 | 2025 | 6 | CEI |  | Jun
| July | 3847.29 | -190 | 3657.29 | 11130.02 | 3847.29 | 11712.02 | 2025 | 7 | CEI |  | Jul
| August | 3703.88 | -190 | 3513.88 | 10890.14 | 3703.88 | 11472.14 | 2025 | 8 | CEI |  | Aug
| September | 3278.75 | -190 | 3088.75 | 9870.18 | 3278.75 | 10452.18 | 2025 | 9 | CEI |  | Sep
| October | 2707.43 | -190 | 2517.43 | 8114.82 | 2707.43 | 8696.82 | 2025 | 10 | CEI |  | Oct
| November | 2575.74 | -190 | 2385.74 | 7968.64 | 2575.74 | 8550.64 | 2025 | 11 | CEI |  | Nov
| December | 2657.78 | -190 | 2467.78 | 8421.54 | 2657.78 | 9003.54 | 2025 | 12 | CEI |  | Dec
a | These data include energy for Pennsylvania Power as well as the 3 Ohio companies.
b | Internal Load equals Native plus Interruptible.
c | Incremental to 2023
4901:5-5-05(B)(3)(b)
PUCO Form FE-D6: |  |  | Monthly Peak Load Forecast
(Megawatts) a
The Toledo Edison Company
|  | Monthly Native Load Forecast |  |  |  | Monthly Internal Load Forecastc
| Year 0-2024 | Ohio Service Area | Demand Responsec | Net | Systemb | Ohio Service Area | Systemb
| January | 1776.99 | -193 | 1583.99 | 8558.57 | 1776.99 | 9140.57 | 2024 | 1 | TE |  | Jan
| February | 1724.02 | -193 | 1531.02 | 8486.17 | 1724.02 | 9068.17 | 2024 | 2 | TE |  | Feb
| March | 1680.62 | -193 | 1487.62 | 8166.3 | 1680.62 | 8748.3 | 2024 | 3 | TE |  | Mar
| April | 1547.51 | -193 | 1354.51 | 8234.33 | 1547.51 | 8816.33 | 2024 | 4 | TE |  | Apr
| May | 1729.66 | -193 | 1536.66 | 9101.77 | 1729.66 | 9683.77 | 2024 | 5 | TE |  | May
| June | 1950.16 | -193 | 1757.16 | 10461.32 | 1950.16 | 11043.32 | 2024 | 6 | TE |  | Jun
| July | 2092.71 | -193 | 1899.71 | 11113.35 | 2092.71 | 11695.35 | 2024 | 7 | TE |  | Jul
| August | 2031.88 | -193 | 1838.88 | 10859.58 | 2031.88 | 11441.58 | 2024 | 8 | TE |  | Aug
| September | 1872.7 | -193 | 1679.7 | 9819.66 | 1872.7 | 10401.66 | 2024 | 9 | TE |  | Sep
| October | 1651.28 | -193 | 1458.28 | 8065.21 | 1651.28 | 8647.21 | 2024 | 10 | TE |  | Oct
| November | 1682.6 | -193 | 1489.6 | 7942.36 | 1682.6 | 8524.36 | 2024 | 11 | TE |  | Nov
| December | 1779.96 | -193 | 1586.96 | 8384.23 | 1779.96 | 8966.23 | 2024 | 12 | TE |  | Dec
Year 1-2025
| January | 1787.92 | -193 | 1594.92 | 8613.23 | 1787.92 | 9195.23 | 2025 | 1 | TE |  | Jan
| February | 1747.26 | -193 | 1554.26 | 8504.79 | 1747.26 | 9086.79 | 2025 | 2 | TE |  | Feb
| March | 1687.01 | -193 | 1494.01 | 8193.86 | 1687.01 | 8775.86 | 2025 | 3 | TE |  | Mar
| April | 1567.21 | -193 | 1374.21 | 8275.31 | 1567.21 | 8857.31 | 2025 | 4 | TE |  | Apr
| May | 1756.59 | -193 | 1563.59 | 9111 | 1756.59 | 9693 | 2025 | 5 | TE |  | May
| June | 1980.85 | -193 | 1787.85 | 10423.87 | 1980.85 | 11005.87 | 2025 | 6 | TE |  | Jun
| July | 2107.81 | -193 | 1914.81 | 11130.02 | 2107.81 | 11712.02 | 2025 | 7 | TE |  | Jul
| August | 2057.24 | -193 | 1864.24 | 10890.14 | 2057.24 | 11472.14 | 2025 | 8 | TE |  | Aug
| September | 1900.12 | -193 | 1707.12 | 9870.18 | 1900.12 | 10452.18 | 2025 | 9 | TE |  | Sep
| October | 1648.14 | -193 | 1455.14 | 8114.82 | 1648.14 | 8696.82 | 2025 | 10 | TE |  | Oct
| November | 1675.01 | -193 | 1482.01 | 7968.64 | 1675.01 | 8550.64 | 2025 | 11 | TE |  | Nov
| December | 1760.41 | -193 | 1567.41 | 8421.54 | 1760.41 | 9003.54 | 2025 | 12 | TE |  | Dec
a | These data include energy for Pennsylvania Power as well as the 3 Ohio companies.
b | Internal Load equals Native plus Interruptible.
c | Incremental to 2023

## Resource Section
SECTION III
RESOURCE FORECAST FORMS

## R1
4901-5-5-06(A)(6)(a)
PUCO Form FE-R1: |  |  | Monthly Forecast of Electric Utility's Ohio Service Area Peak Load and Resources
Dedicated to Meet Ohio Service Area Peak Load
(Megawatts)
Ohio Edison Company
Current Calendar Year: 2024
|  | Jan | Feb | Mar | Apr | May | Jun | Jul | Aug | Sep | Oct | Nov | Dec
| Net Demonstrated Capability | 0 | 0 | 0 | 0 | 0 | 0 | 0 | 0 | 0 | 0 | 0 | 0
| Net Seasonal Capability | 0 | 0 | 0 | 0 | 0 | 0 | 0 | 0 | 0 | 0 | 0 | 0
| Purchases a | 4353.4293 | 4302.3377 | 4154.8267 | 4290.5981 | 4584.5366 | 5412.4235 | 5547.9044 | 5565.6982 | 5003.501 | 4188.9734 | 4030.6051 | 4271.7878
| Sales | 0 | 0 | 0 | 0 | 0 | 0 | 0 | 0 | 0 | 0 | 0 | 0
| Available Capability b | 4353.4293 | 4302.3377 | 4154.8267 | 4290.5981 | 4584.5366 | 5412.4235 | 5547.9044 | 5565.6982 | 5003.501 | 4188.9734 | 4030.6051 | 4271.7878
| Native Load | 3698.43 | 3652.69 | 3520.63 | 3642.18 | 3905.33 | 4646.5 | 4767.79 | 4783.72 | 4280.41 | 3551.2 | 3409.42 | 3625.34
| Available Reserve c | 654.9993 | 649.6477 | 634.1967 | 648.4181 | 679.2066 | 765.9235 | 780.1144 | 781.9782 | 723.091 | 637.7734 | 621.1851 | 646.4478
| Internal Load d | 3897.43 | 3851.69 | 3719.63 | 3841.18 | 4104.33 | 4845.5 | 4966.79 | 4982.72 | 4479.41 | 3750.2 | 3608.42 | 3824.34
| Reserve c e | 455.9993 | 450.6477 | 435.1967 | 449.4181 | 480.2066 | 566.9235 | 581.1144 | 582.9782 | 524.091 | 438.7734 | 422.1851 | 447.4478
Next Calendar Year: 2025
|  | Jan | Feb | Mar | Apr | May | Jun | Jul | Aug | Sep | Oct | Nov | Dec
| Net Demonstrated Capability | 0 | 0 | 0 | 0 | 0 | 0 | 0 | 0 | 0 | 0 | 0 | 0
| Net Seasonal Capability | 0 | 0 | 0 | 0 | 0 | 0 | 0 | 0 | 0 | 0 | 0 | 0
| Purchases a | 4379.6676 | 4329.3803 | 4168.8897 | 4317.0933 | 4581.8223 | 5334.2754 | 5553.4281 | 5567.6823 | 5055.0339 | 4206.4512 | 4056.3688 | 4293.8643
| Sales | 0 | 0 | 0 | 0 | 0 | 0 | 0 | 0 | 0 | 0 | 0 | 0
| Available Capability b | 4379.6676 | 4329.3803 | 4168.8897 | 4317.0933 | 4581.8223 | 5334.2754 | 5553.4281 | 5567.6823 | 5055.0339 | 4206.4512 | 4056.3688 | 4293.8643
| Native Load | 3721.92 | 3676.9 | 3533.22 | 3665.9 | 3902.9 | 4576.11 | 4772.29 | 4785.05 | 4326.14 | 3566.51 | 3432.16 | 3644.76
| Available Reserve c | 657.7476 | 652.4803 | 635.6697 | 651.1933 | 678.9223 | 758.1654 | 781.1381 | 782.6323 | 728.8939 | 639.9412 | 624.2088 | 649.1043
| Internal Load d | 3920.92 | 3875.9 | 3732.22 | 3864.9 | 4101.9 | 4775.11 | 4971.29 | 4984.05 | 4525.14 | 3765.51 | 3631.16 | 3843.76
| Reserve c e | 458.7476 | 453.4803 | 436.6697 | 452.1933 | 479.9223 | 559.1654 | 582.1381 | 583.6323 | 529.8939 | 440.9412 | 425.2088 | 450.1043
a | Capacity and energy obligations are served through Certified Retail Electric Suppliers or through power supply contracts.
b | Available Capability is equal to Net Seasonal Capability plus Purchases minus Sales.
c | All of the Companies' native load and internal load are served by Load Serving Entities (LSE), either as a Certified Retail Electric Supplier (CRES)
Supplier (CRES) or as suppliers for the Standard Service Offer (SSO). The reserves above are theoretical. The Companies currently are not
an LSE, and therefore do not have any reserves. Reserve requirements are supplied by the LSE.
d | Internal Load equals Native plus Interruptible.
e | Based upon the Forecast Pool Requirement as stated in PJM's "Reserve Requirement Study".
4901-5-5-06(A)(6)(a)
PUCO Form FE-R1: |  | Next Calendar Year: 2025 Feb: Monthly Forecast of Electric Utility's Ohio Service Area Peak Load and Resources
Dedicated to Meet Ohio Service Area Peak Load
(Megawatts)
The Cleveland Electric Illuminating Company
Current Calendar Year: 2024
|  | Jan | Feb | Mar | Apr | May | Jun | Jul | Aug | Sep | Oct | Nov | Dec
Net Demonstrated Capability
Net Seasonal Capability
| Purchases a | 3053.5652 | 3050.5493 | 2964.4621 | 3122.0597 | 3514.4171 | 3992.5489 | 4291.6257 | 4136.184 | 3684.8936 | 3040.3623 | 2881.0781 | 2967.1876
| Sales | 0 | 0 | 0 | 0 | 0 | 0 | 0 | 0 | 0 | 0 | 0 | 0
| Available Capability b | 3053.5652 | 3050.5493 | 2964.4621 | 3122.0597 | 3514.4171 | 3992.5489 | 4291.6257 | 4136.184 | 3684.8936 | 3040.3623 | 2881.0781 | 2967.1876
| Native Load | 2543.72 | 2541.02 | 2463.95 | 2605.04 | 2956.3 | 3384.35 | 3652.1 | 3512.94 | 3108.92 | 2531.9 | 2389.3 | 2466.39
| Available Reserve c | 509.8452 | 509.5293 | 500.5122 | 517.0197 | 558.1171 | 608.1989 | 639.5257 | 623.244 | 575.9736 | 508.4623 | 491.7781 | 500.7976
| Internal Load d | 2733.72 | 2731.02 | 2653.95 | 2795.04 | 3146.3 | 3574.35 | 3842.1 | 3702.94 | 3298.92 | 2721.9 | 2579.3 | 2656.39
| Reserve c e | 319.8452 | 319.5293 | 310.5122 | 327.0197 | 368.1171 | 418.199 | 449.5257 | 433.244 | 385.9736 | 318.4623 | 301.7781 | 310.7976
Next Calendar Year: 2025
|  | Jan | Feb | Mar | Apr | May | Jun | Jul | Aug | Sep | Oct | Nov | Dec
Net Demonstrated Capability
Net Seasonal Capability
| Purchases a | 3075.1233 | 3063.7076 | 2972.8396 | 3139.1051 | 3533.3279 | 4007.0042 | 4297.8077 | 4137.6043 | 3662.6916 | 3024.4701 | 2877.3592 | 2969.006
| Sales | 0 | 0 | 0 | 0 | 0 | 0 | 0 | 0 | 0 | 0 | 0 | 0
| Available Capability b | 3075.1233 | 3063.7076 | 2972.8396 | 3139.1051 | 3533.3279 | 4007.0042 | 4297.8077 | 4137.6043 | 3662.6916 | 3024.4701 | 2877.3592 | 2969.006
| Native Load | 2563.02 | 2552.8 | 2471.45 | 2620.3 | 2973.23 | 3396.97 | 3657.29 | 3513.88 | 3088.75 | 2517.43 | 2385.74 | 2467.78
| Available Reserve c | 512.1033 | 510.9076 | 501.3897 | 518.8051 | 560.0979 | 610.0342 | 640.5177 | 623.7243 | 573.9416 | 507.0401 | 491.6192 | 501.226
| Internal Load d | 2753.02 | 2742.8 | 2661.45 | 2810.3 | 3163.23 | 3586.97 | 3847.29 | 3703.88 | 3278.75 | 2707.43 | 2575.74 | 2657.78
| Reserve c e | 322.1033 | 320.9076 | 311.3897 | 328.8051 | 370.0979 | 420.0342 | 450.5177 | 433.7243 | 383.9416 | 317.0401 | 301.6192 | 311.226
a | Capacity and energy obligations are served through Certified Retail Electric Suppliers or through power supply contracts.
b | Available Capability is equal to Net Seasonal Capability plus Purchases minus Sales.
c | All of the Companies' native load and internal load are served by Load Serving Entities (LSE), either as a Certified Retail Electric Supplier (CRES)
Supplier (CRES) or as suppliers for the Standard Service Offer (SSO). The reserves above are theoretical. The Companies currently are not
an LSE, and therefore do not have any reserves. Reserve requirements are supplied by the LSE.
d | Internal Load equals Native plus Interruptible.
e | Based upon the Forecast Pool Requirement as stated in PJM's "Reserve Requirement Study".
4901-5-5-06(A)(6)(a)
PUCO Form FE-R1: |  | Next Calendar Year: 2025 Feb: Monthly Forecast of Electric Utility's Ohio Service Area Peak Load and Resources
Dedicated to Meet Ohio Service Area Peak Load
(Megawatts)
The Toledo Edison Company
Current Calendar Year: 2024
|  | Jan | Feb | Mar | Apr | May | Jun | Jul | Aug | Sep | Oct | Nov | Dec
Net Demonstrated Capability
| Purchases a | 1984.8978 | 1925.7303 | 1877.2525 | 1728.5687 | 1932.0302 | 2178.3287 | 2337.5571 | 2269.61 | 2091.8059 | 1844.4798 | 1879.4642 | 1988.2153
| Sales | 0 | 0 | 0 | 0 | 0 | 0 | 0 | 0 | 0 | 0 | 0 | 0
| Available Capability b | 1984.8978 | 1925.7303 | 1877.2525 | 1728.5687 | 1932.0302 | 2178.3287 | 2337.5571 | 2269.61 | 2091.8059 | 1844.4798 | 1879.4642 | 1988.2153
| Native Load | 1583.99 | 1531.02 | 1487.62 | 1354.51 | 1536.66 | 1757.16 | 1899.71 | 1838.88 | 1679.7 | 1458.28 | 1489.6 | 1586.96
| Available Reserve c | 400.9078 | 394.7103 | 389.6325 | 374.0587 | 395.3702 | 421.1687 | 437.8471 | 430.73 | 412.1059 | 386.1998 | 389.8642 | 401.2553
| Internal Load d | 1776.99 | 1724.02 | 1680.62 | 1547.51 | 1729.66 | 1950.16 | 2092.71 | 2031.88 | 1872.7 | 1651.28 | 1682.6 | 1779.96
| Reserve c e | 207.9078 | 201.7103 | 196.6325 | 181.0587 | 202.3702 | 228.1687 | 244.8471 | 237.73 | 219.1059 | 193.1998 | 196.8642 | 208.2553
Next Calendar Year: 2025
|  | Jan | Feb | Mar | Apr | May | Jun | Jul | Aug | Sep | Oct | Nov | Dec
Net Demonstrated Capability
Net Seasonal Capability
| Purchases a | 1997.1066 | 1951.6894 | 1884.3902 | 1750.5736 | 1962.111 | 2212.8075 | 2354.6346 | 2298.1428 | 2122.6241 | 1841.1372 | 1871.1537 | 1966.554
| Sales | 0 | 0 | 0 | 0 | 0 | 0 | 0 | 0 | 0 | 0 | 0 | 0
| Available Capability b | 1997.1066 | 1951.6894 | 1884.3902 | 1750.5736 | 1962.111 | 2212.8075 | 2354.6346 | 2298.1428 | 2122.6241 | 1841.1372 | 1871.1537 | 1966.554
| Native Load | 1594.92 | 1554.26 | 1494.01 | 1374.21 | 1563.59 | 1787.85 | 1914.81 | 1864.24 | 1707.12 | 1455.14 | 1482.01 | 1567.41
| Available Reserve c | 402.1866 | 397.4294 | 390.3802 | 376.3636 | 398.521 | 424.9575 | 439.8246 | 433.9028 | 415.5041 | 385.9972 | 389.1437 | 399.144
| Internal Load d | 1787.92 | 1747.26 | 1687.01 | 1567.21 | 1756.59 | 1980.85 | 2107.81 | 2057.24 | 1900.12 | 1648.14 | 1675.01 | 1760.41
| Reserve c e | 209.1866 | 204.4294 | 197.3802 | 183.3636 | 205.521 | 231.9575 | 246.8246 | 240.9028 | 222.5041 | 192.9972 | 196.1437 | 206.144
a | Capacity and energy obligations are served through Certified Retail Electric Suppliers or through power supply contracts.
b | Available Capability is equal to Net Seasonal Capability plus Purchases minus Sales.
c | All of the Companies' native load and internal load are served by Load Serving Entities (LSE), either as a Certified Retail Electric Supplier (CRES)
Supplier (CRES) or as suppliers for the Standard Service Offer (SSO). The reserves above are theoretical. The Companies currently are not
an LSE, and therefore do not have any reserves. Reserve requirements are supplied by the LSE.
d | Internal Load equals Native plus Interruptible.
e | Based upon the Forecast Pool Requirement as stated in PJM's "Reserve Requirement Study".

## R2
4901-5-5-06(A)(6)(b)
PUCO Form FE-R2: |  |  | Monthly Forecast of System Peak Load and Resources Dedicated to Meet System Peak Load
(Megawatts)
FirstEnergy System f
Current Calendar Year: 2024
|  | Jan | Feb | Mar | Apr | May | Jun | Jul | Aug | Sep | Oct | Nov | Dec
| Net Demonstrated Capability | 0 | 0 | 0 | 0 | 0 | 0 | 0 | 0 | 0 | 0 | 0 | 0
| Net Seasonal Capability | 0 | 0 | 0 | 0 | 0 | 0 | 0 | 0 | 0 | 0 | 0 | 0
| Purchases a | 10210.0167 | 10129.1459 | 9771.8511 | 9847.8406 | 10816.7711 | 12335.3884 | 13063.7059 | 12780.2449 | 11618.6542 | 9658.9336 | 9521.7101 | 10015.2789
| Sales | 0 | 0 | 0 | 0 | 0 | 0 | 0 | 0 | 0 | 0 | 0 | 0
| Available Capability b | 10210.0167 | 10129.1459 | 9771.8511 | 9847.8406 | 10816.7711 | 12335.3884 | 13063.7059 | 12780.2449 | 11618.6542 | 9658.9336 | 9521.7101 | 10015.2789
| Native Load | 8558.57 | 8486.17 | 8166.3 | 8234.33 | 9101.77 | 10461.32 | 11113.35 | 10859.58 | 9819.66 | 8065.21 | 7942.36 | 8384.23
| Available Reserve c | 1651.4467 | 1642.9759 | 1605.5511 | 1613.5106 | 1715.0011 | 1874.0684 | 1950.3559 | 1920.6649 | 1798.9942 | 1593.7236 | 1579.3501 | 1631.0489
| Internal Load d | 9140.57 | 9068.17 | 8748.3 | 8816.33 | 9683.77 | 11043.32 | 11695.35 | 11441.58 | 10401.66 | 8647.21 | 8524.36 | 8966.23
| Reserve c e | 1069.4467 | 1060.9759 | 1023.5511 | 1031.5106 | 1133.0011 | 1292.0684 | 1368.3559 | 1338.6649 | 1216.9942 | 1011.7236 | 997.3501 | 1049.0489
Next Calendar Year: 2025
|  | Jan | Feb | Mar | Apr | May | Jun | Jul | Aug | Sep | Oct | Nov | Dec
| Net Demonstrated Capability | 0 | 0 | 0 | 0 | 0 | 0 | 0 | 0 | 0 | 0 | 0 | 0
| Net Seasonal Capability | 0 | 0 | 0 | 0 | 0 | 0 | 0 | 0 | 0 | 0 | 0 | 0
| Purchases a | 10271.0719 | 10149.9444 | 9802.6356 | 9893.6153 | 10827.081 | 12294.6574 | 13083.4975 | 12815.5276 | 11676.1303 | 9715.2176 | 9551.9199 | 10057.8545
| Sales | 0 | 0 | 0 | 0 | 0 | 0 | 0 | 0 | 0 | 0 | 0 | 0
| Available Capability b | 10271.0719 | 10149.9444 | 9802.6356 | 9893.6153 | 10827.081 | 12294.6574 | 13083.4975 | 12815.5276 | 11676.1303 | 9715.2176 | 9551.9199 | 10057.8545
| Native Load | 8613.23 | 8504.79 | 8193.86 | 8275.31 | 9111 | 10423.87 | 11130.02 | 10890.14 | 9870.18 | 8114.82 | 7968.64 | 8421.54
| Available Reserve c | 1657.8419 | 1645.1544 | 1608.7756 | 1618.3053 | 1716.081 | 1870.7874 | 1953.4775 | 1925.3876 | 1805.9503 | 1600.3976 | 1583.2799 | 1636.3145
| Internal Load d | 9195.23 | 9086.79 | 8775.86 | 8857.31 | 9693 | 11005.87 | 11712.02 | 11472.14 | 10452.18 | 8696.82 | 8550.64 | 9003.54
| Reserve c e | 1075.8419 | 1063.1544 | 1026.7756 | 1036.3053 | 1134.081 | 1288.7874 | 1371.4775 | 1343.3876 | 1223.9503 | 1018.3976 | 1001.2799 | 1054.3145
a | Capacity and energy obligations are served through Certified Retail Electric Suppliers or through power supply contracts.
b | Available Capability is equal to Net Seasonal Capability plus Purchases minus Sales.
c | All of the Companies' native load and internal load are served by Load Serving Entities (LSE), either as a Certified Retail Electric Supplier (CRES)
Supplier (CRES) or as suppliers for the Standard Service Offer (SSO). The reserves above are theoretical. The Companies currently are not
an LSE, and therefore do not have any reserves. Reserve requirements are supplied by the LSE.
d | Internal Load equals Native plus Interruptible.
e | Based upon the Forecast Pool Requirement as stated in PJM's "Reserve Requirement Study".
f | These data include energy for Pennsylvania Power as well as the 3 Ohio companies.

## R3
4901-5-5-06(A)(6)(c)
PUCO Form FE-R3: |  |  | Summary of Existing Electric Generation Facilities for the System a
(as of 12/31/2017)
| Station Name & Location | Unit No. | Type of Units | Date of First On-Line Service | Expected Retirement Date | Generation Summer (MW) | Generation Winter (MW) | Environmental Protection Measures
a | Not applicable

## R4
4901-5-5-06(A)(6)(d)(i)
PUCO Form FE-R4: |  | Actual Generating Capability Dedicated to Meet Ohio Peak Load a
(as of 12/31/2017)
|  | Unit Designation |  | Seasonal
| Year/Season | Unit Name | Description | Total
a | Not applicable

## R5
4901-5-5-06(A)(6)(d)(ii)
PUCO Form FE-R5: |  | Projected Generating Capability Changes To Meet Future Ohio Peak Load a
|  | Unit Designation |  | Capability | Seasonal
| Year/Season | Unit Name | Description | Changes | Total
a | The companies do not own or operate generation.

## R6
4901-5-5-06(A)(6)(d)(iii)
PUCO Form FE-R6: | Electric Utility's Actual and Forecast Ohio Peak Load and Resources
Dedicated to Meet Electric Utility's Ohio Peak Load
(Megawatts) - Summer Season
Ohio Edison Company | [8 empty] | 2018 | 2019 | 2020 | 2021 | 2022 | 2023 | 2024 | 2025 | 2026 | 2027 | 2028 | 2029 | 2030 | 2031 | 2032 | 2033 | 2034 | 2035
| (-5) | (-4) | (-3) | (-2) | (-1) | (0) | (1) | (2) | 9.05% | 8.95% | 8.82% | 8.71% | 9.06% | 9.3% | 11.7% | 11.71% | 11.72% | 11.86% | 11.86% | 11.86% | 11.86% | 11.86% | 11.86% | 11.86% | 11.86% | 11.86%
| 2019 | 2020 | 2021 | 2022 | 2023 | 2024 | 2025 | 2026
Net Demonstrated Capability | 0 | 0 | 0 | 0 | 0 | 0 | 0 | 0
Net Seasonal Capability | 0 | 0 | 0 | 0 | 0 | 0 | 0 | 0
Purchases a | #REF! | #REF! | #REF! | #REF! | #REF! | #REF! | #REF! | #REF!
Sales | 0 | 0 | 0 | 0 | 0 | 0 | 0 | 0
Available Capability b | #REF! | #REF! | #REF! | #REF! | #REF! | #REF! | #REF! | #REF!
Native Load | 4718.747 | 4869.087 | 4758.547 | 4834.011 | 4467.3408 | 4783.72 | 4785.05 | 4797.51
Available Reserve c | #REF! | #REF! | #REF! | #REF! | #REF! | #REF! | #REF! | #REF!
Internal Load d | 4934.747 | 5068.087 | 4957.547 | 5033.011 | 4666.3408 | 4982.72 | 4984.05 | 4996.51
Reserve c e | #REF! | #REF! | #REF! | #REF! | #REF! | #REF! | #REF! | #REF!
| (3) | (4) | (5) | (6) | (7) | (8) | (9) | (10)
| 2027 | 2028 | 2029 | 2030 | 2031 | 2032 | 2033 | 2034
Net Demonstrated Capability | 0 | 0 | 0 | 0 | 0 | 0 | 0 | 0
Net Seasonal Capability | 0 | 0 | 0 | 0 | 0 | 0 | 0 | 0
Purchases a | #REF! | #REF! | #REF! | #REF! | #REF! | #REF! | #REF! | #REF!
Sales | 0 | 0 | 0 | 0 | 0 | 0 | 0 | 0
Available Capability b | #REF! | #REF! | #REF! | #REF! | #REF! | #REF! | #REF! | #REF!
Native Load | 4810.8 | 4841 | 4847.43 | 4860.45 | 4874.89 | 4909.15 | 4921.07 | 4952.64
Available Reserve c | #REF! | #REF! | #REF! | #REF! | #REF! | #REF! | #REF! | #REF!
Internal Load d | 5009.8 | 5040 | 5046.43 | 5059.45 | 5073.89 | 5108.15 | 5120.07 | 5151.64
Reserve c e | #REF! | #REF! | #REF! | #REF! | #REF! | #REF! | #REF! | #REF!
a Capacity and energy obligations are served through Certified Retail Electric Suppliers or through power supply contracts.
b Available Capability is equal to Net Seasonal Capability plus Purchases minus Sales.
c All of the Companies native load and internal load is served by Load Serving Entities (LSE), either as a Certified Retail Electric Supplier (CRES) or as suppliers for the Standard Service Offer (SSO). The reserves above are theoretical. The Companies currently are not an LSE, therefore, do not have any reserves. Reserve requirements are supplied by the LSE.
d Internal Load equals Native plus Interruptible.
e Based upon the Forecast Pool Requirement as stated in PJM's "Reserve Requirement Study".
4901-5-5-06(A)(6)(d)(iii)
PUCO Form FE-R6: | (3): Electric Utility's Actual and Forecast Ohio Peak Load and Resources
Dedicated to Meet Electric Utility's Ohio Peak Load
(Megawatts) - Summer Season
The Cleveland Electric Illuminating Company
| (-5) | (-4) | (-3) | (-2) | (-1) | (0) | (1) | (2)
| 2019 | 2020 | 2021 | 2022 | 2023 | 2024 | 2025 | 2026
Net Demonstrated Capability | 0 | 0 | 0 | 0 | 0 | 0 | 0 | 0
Net Seasonal Capability | 0 | 0 | 0 | 0 | 0 | 0 | 0 | 0
Purchases a | #REF! | #REF! | #REF! | #REF! | #REF! | #REF! | #REF! | #REF!
Sales | 0 | 0 | 0 | 0 | 0 | 0 | 0 | 0
Available Capability b | #REF! | #REF! | #REF! | #REF! | #REF! | #REF! | #REF! | #REF!
Native Load | 3661.195 | 3705.992 | 3562.584 | 3756.889 | 3404.3512 | 3652.1 | 3657.29 | 3659.62
Available Reserve c | #REF! | #REF! | #REF! | #REF! | #REF! | #REF! | #REF! | #REF!
Internal Load d | 3851.195 | 3895.992 | 3752.584 | 3946.889 | 3594.3512 | 3842.1 | 3847.29 | 3849.62
Reserve c e | #REF! | #REF! | #REF! | #REF! | #REF! | #REF! | #REF! | #REF!
| (3) | (4) | (5) | (6) | (7) | (8) | (9) | (10)
| 2027 | 2028 | 2029 | 2030 | 2031 | 2032 | 2033 | 2034
Net Demonstrated Capability
Net Seasonal Capability
Purchases a | #REF! | #REF! | #REF! | #REF! | #REF! | #REF! | #REF! | #REF!
Sales | 0 | 0 | 0 | 0 | 0 | 0 | 0 | 0
Available Capability b | #REF! | #REF! | #REF! | #REF! | #REF! | #REF! | #REF! | #REF!
Native Load | 3660.29 | 3666.23 | 3662.95 | 3656.92 | 3653.31 | 3657.6 | 3655.85 | 3664.22
Available Reserve c | #REF! | #REF! | #REF! | #REF! | #REF! | #REF! | #REF! | #REF!
Internal Load d | 3850.29 | 3856.23 | 3852.95 | 3846.92 | 3843.31 | 3847.6 | 3845.85 | 3854.22
Reserve c e | #REF! | #REF! | #REF! | #REF! | #REF! | #REF! | #REF! | #REF!
a Capacity and energy obligations are served through Certified Retail Electric Suppliers or through power supply contracts.
b Available Capability is equal to Net Seasonal Capability plus Purchases minus Sales.
c All of the Companies native load and internal load is served by Load Serving Entities (LSE), either as a Certified Retail Electric Supplier (CRES) or as suppliers for the Standard Service Offer (SSO). The reserves above are theoretical. The Companies currently are not an LSE, therefore, do not have any reserves. Reserve requirements are supplied by the LSE.
d Internal Load equals Native plus Interruptible.
e Based upon the Forecast Pool Requirement as stated in PJM's "Reserve Requirement Study".
4901-5-5-06(A)(6)(d)(iii)
PUCO Form FE-R6: | (3): Electric Utility's Actual and Forecast Ohio Peak Load and Resources
Dedicated to Meet Electric Utility's Ohio Peak Load
(Megawatts) - Summer Season
The Toledo Edison Company
| (-5) | (-4) | (-3) | (-2) | (-1) | (0) | (1) | (2)
| 2019 | 2020 | 2021 | 2022 | 2023 | 2024 | 2025 | 2026
Net Demonstrated Capability | 0 | 0 | 0 | 0 | 0 | 0 | 0 | 0
Net Seasonal Capability | 0 | 0 | 0 | 0 | 0 | 0 | 0 | 0
Purchases a | #REF! | #REF! | #REF! | #REF! | #REF! | #REF! | #REF! | #REF!
Sales | 0 | 0 | 0 | 0 | 0 | 0 | 0 | 0
Available Capability b | #REF! | #REF! | #REF! | #REF! | #REF! | #REF! | #REF! | #REF!
Native Load | 1915.079 | 1903.637 | 1837.522 | 1945.811 | 1849.2259 | 1899.71 | 1914.81 | 1919.47
Available Reserve c | #REF! | #REF! | #REF! | #REF! | #REF! | #REF! | #REF! | #REF!
Internal Load d | 2108.079 | 2096.637 | 2030.522 | 2138.811 | 2042.2259 | 2092.71 | 2107.81 | 2112.47
Reserve c e | #REF! | #REF! | #REF! | #REF! | #REF! | #REF! | #REF! | #REF!
| (3) | (4) | (5) | (6) | (7) | (8) | (9) | (10)
| 2027 | 2028 | 2029 | 2030 | 2031 | 2032 | 2033 | 2034
Net Demonstrated Capability | 0 | 0 | 0 | 0 | 0 | 0 | 0 | 0
Net Seasonal Capability | 0 | 0 | 0 | 0 | 0 | 0 | 0 | 0
Purchases a | #REF! | #REF! | #REF! | #REF! | #REF! | #REF! | #REF! | #REF!
Sales | 0 | 0 | 0 | 0 | 0 | 0 | 0 | 0
Available Capability b | #REF! | #REF! | #REF! | #REF! | #REF! | #REF! | #REF! | #REF!
Native Load | 1941.53 | 1970.41 | 1992.66 | 2005.01 | 2020.7 | 2039.39 | 2061.7 | 2081.24
Available Reserve c | #REF! | #REF! | #REF! | #REF! | #REF! | #REF! | #REF! | #REF!
Internal Load d | 2134.53 | 2163.41 | 2185.66 | 2198.01 | 2213.7 | 2232.39 | 2254.7 | 2274.24
Reserve c e | #REF! | #REF! | #REF! | #REF! | #REF! | #REF! | #REF! | #REF!
a Capacity and energy obligations are served through Certified Retail Electric Suppliers or through power supply contracts.
b Available Capability is equal to Net Seasonal Capability plus Purchases minus Sales.
c All of the Companies native load and internal load is served by Load Serving Entities (LSE), either as a Certified Retail Electric Supplier (CRES) or as suppliers for the Standard Service Offer (SSO). The reserves above are theoretical. The Companies currently are not an LSE, therefore, do not have any reserves. Reserve requirements are supplied by the LSE.
d Internal Load equals Native plus Interruptible.
e Based upon the Forecast Pool Requirement as stated in PJM's "Reserve Requirement Study".

## R7
4901-5-5-06(A)(6)(d)(iv)
PUCO Form FE-R7: | Actual and Forecast System Peak Load and Resources Dedicated to Meet System Peak Load
(Megawatts) - Summer Season
FirstEnergy System f
| (-5) | (-4) | (-3) | (-2) | (-1) | (0) | (1) | (2)
| 2019 | 2020 | 2021 | 2022 | 2023 | 2024 | 2025 | 2026
Net Demonstrated Capability | 0 | 0 | 0 | 0 | 0 | 0 | 0 | 0
Net Seasonal Capability | 0 | 0 | 0 | 0 | 0 | 0 | 0 | 0
Purchases a | #REF! | #REF! | #REF! | #REF! | #REF! | #REF! | #REF! | #REF!
Sales | 0 | 0 | 0 | 0 | 0 | 0 | 0 | 0
Available Capability b | #REF! | #REF! | #REF! | #REF! | #REF! | #REF! | #REF! | #REF!
Native Load | 10960.34 | 10916.396 | 11068.046 | 11229.715 | 10500.5509 | 11113.35 | 11130.02 | 11167.83
Available Reserve c | #REF! | #REF! | #REF! | #REF! | #REF! | #REF! | #REF! | #REF!
Internal Load d | 11559.34 | 11498.396 | 11650.046 | 11811.715 | 11082.5509 | 11695.35 | 11712.02 | 11749.83
Reserve c e | #REF! | #REF! | #REF! | #REF! | #REF! | #REF! | #REF! | #REF!
| (3) | (4) | (5) | (6) | (7) | (8) | (9) | (10)
| 2027 | 2028 | 2029 | 2030 | 2031 | 2032 | 2033 | 2034
Net Demonstrated Capability | 0 | 0 | 0 | 0 | 0 | 0 | 0 | 0
Net Seasonal Capability | 0 | 0 | 0 | 0 | 0 | 0 | 0 | 0
Purchases a | #REF! | #REF! | #REF! | #REF! | #REF! | #REF! | #REF! | #REF!
Sales | 0 | 0 | 0 | 0 | 0 | 0 | 0 | 0
Available Capability b | #REF! | #REF! | #REF! | #REF! | #REF! | #REF! | #REF! | #REF!
Native Load | 11219.71 | 11262.9 | 11284.24 | 11313.65 | 11357.72 | 11408.94 | 11472.13 | 11557.78
Available Reserve c | #REF! | #REF! | #REF! | #REF! | #REF! | #REF! | #REF! | #REF!
Internal Load d | 11801.71 | 11844.9 | 11866.24 | 11895.65 | 11939.72 | 11990.94 | 12054.13 | 12139.78
Reserve c e | #REF! | #REF! | #REF! | #REF! | #REF! | #REF! | #REF! | #REF!
a Capacity and energy obligations are served through Certified Retail Electric Suppliers or through power supply contracts.
b Available Capability is equal to Net Seasonal Capability plus Purchases minus Sales.
c All of the Companies native load and internal load is served by Load Serving Entities (LSE), either as a Certified Retail Electric Supplier (CRES) or as suppliers for the Standard Service Offer (SSO). The reserves above are theoretical. The Companies currently are not an LSE, therefore, do not have any reserves. Reserve requirements are supplied by the LSE.
d Internal Load equals Native plus Interruptible.
e Based upon the Forecast Pool Requirement as stated in PJM's "Reserve Requirement Study".
f These data include energy for Pennsylvania Power as well as the 3 Ohio companies.

## R8
4901-5-5-06(A)(6)(d)(v)
PUCO Form FE-R8: | Electric Utility's Actual and Forecast Ohio Peak Load and Resources
Dedicated to Meet Electric Utility's Ohio Peak Load
(Megawatts) - Winter Season
Ohio Edison Company
| (-5) | (-4) | (-3) | (-2) | (-1) | (0) | (1) | (2)
| 2019 | 2020 | 2021 | 2022 | 2023 | 2024 | 2025 | 2026
Net Demonstrated Capability | 0 | 0 | 0 | 0 | 0 | 0 | 0 | 0
Net Seasonal Capability | 0 | 0 | 0 | 0 | 0 | 0 | 0 | 0
Purchases a | #REF! | #REF! | #REF! | #REF! | #REF! | #REF! | #REF! | #REF!
Sales | 0 | 0 | 0 | 0 | 0 | 0 | 0 | 0
Available Capability b | #REF! | #REF! | #REF! | #REF! | #REF! | #REF! | #REF! | #REF!
Native Load | 3801.67 | 3546.05 | 3710.06 | 3827.97 | 3698.43 | 3721.92 | 3741.5 | 3761.38
Available Reserve c | #REF! | #REF! | #REF! | #REF! | #REF! | #REF! | #REF! | #REF!
Internal Load d | 4017.67 | 3745.05 | 3909.06 | 4026.97 | 3897.43 | 3920.92 | 3940.5 | 3960.38
Reserve c e | #REF! | #REF! | #REF! | #REF! | #REF! | #REF! | #REF! | #REF!
| (3) | (4) | (5) | (6) | (7) | (8) | (9) | (10)
| 2027 | 2028 | 2029 | 2030 | 2031 | 2032 | 2033 | 2034
Net Demonstrated Capability | 0 | 0 | 0 | 0 | 0 | 0 | 0 | 0
Net Seasonal Capability | 0 | 0 | 0 | 0 | 0 | 0 | 0 | 0
Purchases a | #REF! | #REF! | #REF! | #REF! | #REF! | #REF! | #REF! | #REF!
Sales | 0 | 0 | 0 | 0 | 0 | 0 | 0 | 0
Available Capability b | #REF! | #REF! | #REF! | #REF! | #REF! | #REF! | #REF! | #REF!
Native Load | 3781.69 | 3803.6 | 3812.78 | 3824.04 | 3839.09 | 3858.88 | 3872.91 | 3895.94
Available Reserve c | #REF! | #REF! | #REF! | #REF! | #REF! | #REF! | #REF! | #REF!
Internal Load d | 3980.69 | 4002.6 | 4011.78 | 4023.04 | 4038.09 | 4057.88 | 4071.91 | 4094.94
Reserve c e | #REF! | #REF! | #REF! | #REF! | #REF! | #REF! | #REF! | #REF!
a Capacity and energy obligations are served through Certified Retail Electric Suppliers or through power supply contracts.
b Available Capability is equal to Net Seasonal Capability plus Purchases minus Sales.
c All of the Companies native load and internal load is served by Load Serving Entities (LSE), either as a Certified Retail Electric Supplier (CRES) or as suppliers for the Standard Service Offer (SSO). The reserves above are theoretical. The Companies currently are not an LSE, therefore, do not have any reserves. Reserve requirements are supplied by the LSE.
d Internal Load equals Native plus Interruptible.
e Based upon the Forecast Pool Requirement as stated in PJM's "Reserve Requirement Study".
4901-5-5-06(A)(6)(d)(v)
PUCO Form FE-R8: | (3): Electric Utility's Actual and Forecast Ohio Peak Load and Resources
Dedicated to Meet Electric Utility's Ohio Peak Load
(Megawatts) - Winter Season
The Cleveland Electric Illuminating Company
| (-5) | (-4) | (-3) | (-2) | (-1) | (0) | (1) | (2)
| 2019 | 2020 | 2021 | 2022 | 2023 | 2024 | 2025 | 2026
Net Demonstrated Capability | 0 | 0 | 0 | 0 | 0 | 0 | 0 | 0
Net Seasonal Capability | 0 | 0 | 0 | 0 | 0 | 0 | 0 | 0
Purchases a | #REF! | #REF! | #REF! | #REF! | #REF! | #REF! | #REF! | #REF!
Sales | 0 | 0 | 0 | 0 | 0 | 0 | 0 | 0
Available Capability b | #REF! | #REF! | #REF! | #REF! | #REF! | #REF! | #REF! | #REF!
Native Load | 2784.94 | 2629.31 | 2602.36 | 2569.28 | 2543.72 | 2563.02 | 2569.88 | 2573.47
Available Reserve c | #REF! | #REF! | #REF! | #REF! | #REF! | #REF! | #REF! | #REF!
Internal Load d | 2974.94 | 2819.31 | 2792.36 | 2759.28 | 2733.72 | 2753.02 | 2759.88 | 2763.47
Reserve c e | #REF! | #REF! | #REF! | #REF! | #REF! | #REF! | #REF! | #REF!
| (3) | (4) | (5) | (6) | (7) | (8) | (9) | (10)
| 2027 | 2028 | 2029 | 2030 | 2031 | 2032 | 2033 | 2034
Net Demonstrated Capability | 0 | 0 | 0 | 0 | 0 | 0 | 0 | 0
Net Seasonal Capability | 0 | 0 | 0 | 0 | 0 | 0 | 0 | 0
Purchases a | #REF! | #REF! | #REF! | #REF! | #REF! | #REF! | #REF! | #REF!
Sales | 0 | 0 | 0 | 0 | 0 | 0 | 0 | 0
Available Capability b | #REF! | #REF! | #REF! | #REF! | #REF! | #REF! | #REF! | #REF!
Native Load | 2574.57 | 2578.91 | 2571.05 | 2565.02 | 2560.89 | 2563.05 | 2559.09 | 2562.88
Available Reserve c | #REF! | #REF! | #REF! | #REF! | #REF! | #REF! | #REF! | #REF!
Internal Load d | 2764.57 | 2768.91 | 2761.05 | 2755.02 | 2750.89 | 2753.05 | 2749.09 | 2752.88
Reserve c e | #REF! | #REF! | #REF! | #REF! | #REF! | #REF! | #REF! | #REF!
a Capacity and energy obligations are served through Certified Retail Electric Suppliers or through power supply contracts.
b Available Capability is equal to Net Seasonal Capability plus Purchases minus Sales.
c All of the Companies native load and internal load is served by Load Serving Entities (LSE), either as a Certified Retail Electric Supplier (CRES) or as suppliers for the Standard Service Offer (SSO). The reserves above are theoretical. The Companies currently are not an LSE, therefore, do not have any reserves. Reserve requirements are supplied by the LSE.
d Internal Load equals Native plus Interruptible.
e Based upon the Forecast Pool Requirement as stated in PJM's "Reserve Requirement Study".
4901-5-5-06(A)(6)(d)(v)
PUCO Form FE-R8: | (3): Electric Utility's Actual and Forecast Ohio Peak Load and Resources
Dedicated to Meet Electric Utility's Ohio Peak Load
(Megawatts) - Winter Season
The Toledo Edison Company
| (-5) | (-4) | (-3) | (-2) | (-1) | (0) | (1) | (2)
| 2019 | 2020 | 2021 | 2022 | 2023 | 2024 | 2025 | 2026
Net Demonstrated Capability | 0 | 0 | 0 | 0 | 0 | 0 | 0 | 0
Net Seasonal Capability | 0 | 0 | 0 | 0 | 0 | 0 | 0 | 0
Purchases a | #REF! | #REF! | #REF! | #REF! | #REF! | #REF! | #REF! | #REF!
Sales | 0 | 0 | 0 | 0 | 0 | 0 | 0 | 0
Available Capability b | #REF! | #REF! | #REF! | #REF! | #REF! | #REF! | #REF! | #REF!
Native Load | 1440.13 | 1424.96 | 1502.25 | 1504.13 | 1586.96 | 1594.92 | 1594.21 | 1600.98
Available Reserve c | #REF! | #REF! | #REF! | #REF! | #REF! | #REF! | #REF! | #REF!
Internal Load d | 1633.13 | 1617.96 | 1695.25 | 1697.13 | 1779.96 | 1787.92 | 1787.21 | 1793.98
Reserve c e | #REF! | #REF! | #REF! | #REF! | #REF! | #REF! | #REF! | #REF!
| (3) | (4) | (5) | (6) | (7) | (8) | (9) | (10)
| 2027 | 2028 | 2029 | 2030 | 2031 | 2032 | 2033 | 2034
Net Demonstrated Capability | 0 | 0 | 0 | 0 | 0 | 0 | 0 | 0
Net Seasonal Capability | 0 | 0 | 0 | 0 | 0 | 0 | 0 | 0
Purchases a | #REF! | #REF! | #REF! | #REF! | #REF! | #REF! | #REF! | #REF!
Sales | 0 | 0 | 0 | 0 | 0 | 0 | 0 | 0
Available Capability b | #REF! | #REF! | #REF! | #REF! | #REF! | #REF! | #REF! | #REF!
Native Load | 1604.8 | 1611.83 | 1614.66 | 1618.02 | 1623.03 | 1630.47 | 1635.92 | 1645.25
Available Reserve c | #REF! | #REF! | #REF! | #REF! | #REF! | #REF! | #REF! | #REF!
Internal Load d | 1797.8 | 1804.83 | 1807.66 | 1811.02 | 1816.03 | 1823.47 | 1828.92 | 1838.25
Reserve c e | #REF! | #REF! | #REF! | #REF! | #REF! | #REF! | #REF! | #REF!
a Capacity and energy obligations are served through Certified Retail Electric Suppliers or through power supply contracts.
b Available Capability is equal to Net Seasonal Capability plus Purchases minus Sales.
c All of the Companies native load and internal load is served by Load Serving Entities (LSE), either as a Certified Retail Electric Supplier (CRES) or as suppliers for the Standard Service Offer (SSO). The reserves above are theoretical. The Companies currently are not an LSE, therefore, do not have any reserves. Reserve requirements are supplied by the LSE.
d Internal Load equals Native plus Interruptible.
e Based upon the Forecast Pool Requirement as stated in PJM's "Reserve Requirement Study".

## R9
4901-5-5-06(A)(6)(d)(vi)
PUCO Form FE-R9: | Actual and Forecast System Peak Load and Resources Dedicated to Meet System Peak Load
(Megawatts) - Winter Season
FirstEnergy System f
| (-5) | (-4) | (-3) | (-2) | (-1) | (0) | (1) | (2)
| 2019 | 2020 | 2021 | 2022 | 2023 | 2024 | 2025 | 2026
Net Demonstrated Capability
Net Seasonal Capability
Purchases a | #REF! | #REF! | #REF! | #REF! | #REF! | #REF! | #REF! | #REF!
Sales
Available Capability b | #REF! | #REF! | #REF! | #REF! | #REF! | #REF! | #REF! | #REF!
Native Load | 8811.08 | 8352.56 | 8490.64 | 8643.57 | 8558.57 | 8613.23 | 8642.03 | 8677.25
Available Reserve c | #REF! | #REF! | #REF! | #REF! | #REF! | #REF! | #REF! | #REF!
Internal Load d | 9410.08 | 8934.56 | 9072.64 | 9225.57 | 9140.57 | 9195.23 | 9224.03 | 9259.25
Reserve c e | #REF! | #REF! | #REF! | #REF! | #REF! | #REF! | #REF! | #REF!
| (3) | (4) | (5) | (6) | (7) | (8) | (9) | (10)
| 2027 | 2028 | 2029 | 2030 | 2031 | 2032 | 2033 | 2034
Net Demonstrated Capability
Net Seasonal Capability
Purchases a | #REF! | #REF! | #REF! | #REF! | #REF! | #REF! | #REF! | #REF!
Sales
Available Capability b | #REF! | #REF! | #REF! | #REF! | #REF! | #REF! | #REF! | #REF!
Native Load | 8708.85 | 8749.11 | 8757.02 | 8769.39 | 8789.17 | 8823.8 | 8842.78 | 8884.19
Available Reserve c | #REF! | #REF! | #REF! | #REF! | #REF! | #REF! | #REF! | #REF!
Internal Load d | 9290.85 | 9331.11 | 9339.02 | 9351.39 | 9371.17 | 9405.8 | 9424.78 | 9466.19
Reserve c e | #REF! | #REF! | #REF! | #REF! | #REF! | #REF! | #REF! | #REF!
a Capacity and energy obligations are served through Certified Retail Electric Suppliers or through power supply contracts.
b Available Capability is equal to Net Seasonal Capability plus Purchases minus Sales.
c All of the Companies native load and internal load is served by Load Serving Entities (LSE), either as a Certified Retail Electric Supplier (CRES) or as suppliers for the Standard Service Offer (SSO). The reserves above are theoretical. The Companies currently are not an LSE, therefore, do not have any reserves. Reserve requirements are supplied by the LSE.
d Internal Load equals Native plus Interruptible.
e Based upon the Forecast Pool Requirement as stated in PJM's "Reserve Requirement Study".
f These data include energy for Pennsylvania Power as well as the 3 Ohio companies.

## R10
4901-5-5-06(A)(6)(e)
PUCO Form FE-R10: | Specifications of Planned Electric Generation Facilities a
1. Facility Name
2. Facility Location
3. Facility Type
4. Anticipated Capability
5. Anticipated Capital Cost
6. Application Timing
7. Construction Timing
8. Planned Pollution Control Measures
9. Fuel
10. Miscellaneous
a The companies do not own or operate generation.

## Interruptible Load
Ohio Edison Company | 199 | MW | Subtract from Native Load to get Internal Load - FE D3
The Cleveland Electric Illuminating Company | 190 | MW
The Toledo Edison Company | 193 | MW
FirstEnergy System | 582 | MW

## Monthly Peaks by Utility
Wires Peak Summary
Version: | Final March 2023 Peak Load Forecast - 2024.01.05
Date: | 2024-01-29
MW | [7 empty] | Retail | Zonal
Company | Year | Month | Retail | Municipal | Total | Summer | Winter | Winter Peak | Winter Peak
CEI | 2024 | 1 | 2733.72 | 273.27 | 3006.99 |  | 1 | 2733.72 | 3006.99
CEI | 2024 | 2 | 2731.02 | 279.89 | 3010.91 |  | 1 | 2731.02 | 3010.91
CEI | 2024 | 3 | 2653.95 | 261.14 | 2915.09 |  | 1 | 2653.95 | 2915.09
CEI | 2024 | 4 | 2795.04 | 278.99 | 3074.03 |  |  | 0 | 0
CEI | 2024 | 5 | 3146.3 | 290.85 | 3437.15 |  |  | 0 | 0
CEI | 2024 | 6 | 3574.35 | 308.2 | 3882.55 | 1 |  | 0 | 0
CEI | 2024 | 7 | 3842.1 | 310.57 | 4152.67 | 1 |  | 0 | 0
CEI | 2024 | 8 | 3702.94 | 309.22 | 4012.16 | 1 |  | 0 | 0
CEI | 2024 | 9 | 3298.92 | 304.02 | 3602.94 | 1 |  | 0 | 0
CEI | 2024 | 10 | 2721.9 | 272.61 | 2994.51 |  |  | 0 | 0
CEI | 2024 | 11 | 2579.3 | 255.77 | 2835.07 |  |  | 0 | 0
CEI | 2024 | 12 | 2656.39 | 267.2 | 2923.59 |  | 1 | 2656.39 | 2923.59
CEI | 2025 | 1 | 2753.02 | 282.58 | 3035.6 |  | 1 | 2753.02 | 3035.6
CEI | 2025 | 2 | 2742.8 | 282.9 | 3025.7 |  | 1 | 2742.8 | 3025.7
CEI | 2025 | 3 | 2661.45 | 267.79 | 2929.25 |  | 1 | 2661.45 | 2929.25
CEI | 2025 | 4 | 2810.3 | 278.95 | 3089.25 |  |  | 0 | 0
CEI | 2025 | 5 | 3163.23 | 293.19 | 3456.42 |  |  | 0 | 0
CEI | 2025 | 6 | 3586.97 | 310.19 | 3897.17 | 1 |  | 0 | 0
CEI | 2025 | 7 | 3847.29 | 312.87 | 4160.16 | 1 |  | 0 | 0
CEI | 2025 | 8 | 3703.88 | 307.41 | 4011.29 | 1 |  | 0 | 0
CEI | 2025 | 9 | 3278.75 | 297.21 | 3575.96 | 1 |  | 0 | 0
CEI | 2025 | 10 | 2707.43 | 269.85 | 2977.27 |  |  | 0 | 0
CEI | 2025 | 11 | 2575.74 | 258.37 | 2834.1 |  |  | 0 | 0
CEI | 2025 | 12 | 2657.78 | 272.17 | 2929.95 |  | 1 | 2657.78 | 2929.95
CEI | 2026 | 1 | 2759.88 | 286.79 | 3046.67 |  | 1 | 2759.88 | 3046.67
CEI | 2026 | 2 | 2740.08 | 284.29 | 3024.37 |  | 1 | 2740.08 | 3024.37
CEI | 2026 | 3 | 2657.71 | 270.81 | 2928.52 |  | 1 | 2657.71 | 2928.52
CEI | 2026 | 4 | 2809.04 | 278.95 | 3087.99 |  |  | 0 | 0
CEI | 2026 | 5 | 3163.06 | 293.19 | 3456.25 |  |  | 0 | 0
CEI | 2026 | 6 | 3588.51 | 310.19 | 3898.7 | 1 |  | 0 | 0
CEI | 2026 | 7 | 3849.62 | 312.87 | 4162.5 | 1 |  | 0 | 0
CEI | 2026 | 8 | 3705.35 | 307.41 | 4012.76 | 1 |  | 0 | 0
CEI | 2026 | 9 | 3277.99 | 297.21 | 3575.21 | 1 |  | 0 | 0
CEI | 2026 | 10 | 2705.41 | 269.85 | 2975.26 |  |  | 0 | 0
CEI | 2026 | 11 | 2572.24 | 259.53 | 2831.77 |  |  | 0 | 0
CEI | 2026 | 12 | 2658.14 | 274.39 | 2932.53 |  | 1 | 2658.14 | 2932.53
CEI | 2027 | 1 | 2763.47 | 288.67 | 3052.14 |  | 1 | 2763.47 | 3052.14
CEI | 2027 | 2 | 2738.65 | 284.91 | 3023.57 |  | 1 | 2738.65 | 3023.57
CEI | 2027 | 3 | 2655.58 | 272.15 | 2927.74 |  | 1 | 2655.58 | 2927.74
CEI | 2027 | 4 | 2806.01 | 278.95 | 3084.96 |  |  | 0 | 0
CEI | 2027 | 5 | 3160.45 | 293.19 | 3453.64 |  |  | 0 | 0
CEI | 2027 | 6 | 3587.7 | 310.19 | 3897.89 | 1 |  | 0 | 0
CEI | 2027 | 7 | 3850.29 | 312.87 | 4163.16 | 1 |  | 0 | 0
CEI | 2027 | 8 | 3705.01 | 307.41 | 4012.42 | 1 |  | 0 | 0
CEI | 2027 | 9 | 3275.63 | 297.21 | 3572.85 | 1 |  | 0 | 0
CEI | 2027 | 10 | 2702.75 | 269.89 | 2972.64 |  |  | 0 | 0
CEI | 2027 | 11 | 2571.66 | 260.14 | 2831.79 |  |  | 0 | 0
CEI | 2027 | 12 | 2658.72 | 275.48 | 2934.2 |  | 1 | 2658.72 | 2934.2
CEI | 2028 | 1 | 2764.57 | 289.61 | 3054.18 |  | 1 | 2764.57 | 3054.18
CEI | 2028 | 2 | 2734.84 | 285.29 | 3020.13 |  | 1 | 2734.84 | 3020.13
CEI | 2028 | 3 | 2652.33 | 272.85 | 2925.18 |  | 1 | 2652.33 | 2925.18
CEI | 2028 | 4 | 2793.96 | 278.99 | 3072.95 |  |  | 0 | 0
CEI | 2028 | 5 | 3147.75 | 293.23 | 3440.98 |  |  | 0 | 0
CEI | 2028 | 6 | 3582.82 | 310.24 | 3893.05 | 1 |  | 0 | 0
CEI | 2028 | 7 | 3856.23 | 312.91 | 4169.14 | 1 |  | 0 | 0
CEI | 2028 | 8 | 3714.31 | 307.45 | 4021.77 | 1 |  | 0 | 0
CEI | 2028 | 9 | 3300.86 | 297.25 | 3598.11 | 1 |  | 0 | 0
CEI | 2028 | 10 | 2717.93 | 269.85 | 2987.78 |  |  | 0 | 0
CEI | 2028 | 11 | 2568.97 | 260.28 | 2829.25 |  |  | 0 | 0
CEI | 2028 | 12 | 2660.33 | 275.82 | 2936.15 |  | 1 | 2660.33 | 2936.15
CEI | 2029 | 1 | 2768.91 | 289.88 | 3058.79 |  | 1 | 2768.91 | 3058.79
CEI | 2029 | 2 | 2740.34 | 285.32 | 3025.65 |  | 1 | 2740.34 | 3025.65
CEI | 2029 | 3 | 2656.03 | 273.02 | 2929.05 |  | 1 | 2656.03 | 2929.05
CEI | 2029 | 4 | 2800.66 | 278.95 | 3079.61 |  |  | 0 | 0
CEI | 2029 | 5 | 3155.57 | 293.19 | 3448.76 |  |  | 0 | 0
CEI | 2029 | 6 | 3587 | 310.19 | 3897.2 | 1 |  | 0 | 0
CEI | 2029 | 7 | 3852.95 | 312.87 | 4165.82 | 1 |  | 0 | 0
CEI | 2029 | 8 | 3706.94 | 307.41 | 4014.35 | 1 |  | 0 | 0
CEI | 2029 | 9 | 3272.61 | 297.21 | 3569.82 | 1 |  | 0 | 0
CEI | 2029 | 10 | 2696.28 | 269.85 | 2966.13 |  |  | 0 | 0
CEI | 2029 | 11 | 2563.12 | 260.38 | 2823.5 |  |  | 0 | 0
CEI | 2029 | 12 | 2652.66 | 276.02 | 2928.68 |  | 1 | 2652.66 | 2928.68
CEI | 2030 | 1 | 2761.05 | 290.05 | 3051.1 |  | 1 | 2761.05 | 3051.1
CEI | 2030 | 2 | 2730.65 | 285.37 | 3016.02 |  | 1 | 2730.65 | 3016.02
CEI | 2030 | 3 | 2646.86 | 273.14 | 2920 |  | 1 | 2646.86 | 2920
CEI | 2030 | 4 | 2791.17 | 278.95 | 3070.12 |  |  | 0 | 0
CEI | 2030 | 5 | 3146.95 | 293.19 | 3440.15 |  |  | 0 | 0
CEI | 2030 | 6 | 3580.03 | 310.19 | 3890.22 | 1 |  | 0 | 0
CEI | 2030 | 7 | 3846.92 | 312.87 | 4159.79 | 1 |  | 0 | 0
CEI | 2030 | 8 | 3700.57 | 307.41 | 4007.98 | 1 |  | 0 | 0
CEI | 2030 | 9 | 3264.33 | 297.21 | 3561.54 | 1 |  | 0 | 0
CEI | 2030 | 10 | 2687.81 | 269.85 | 2957.66 |  |  | 0 | 0
CEI | 2030 | 11 | 2556.79 | 260.43 | 2817.22 |  |  | 0 | 0
CEI | 2030 | 12 | 2646.44 | 276.11 | 2922.55 |  | 1 | 2646.44 | 2922.55
CEI | 2031 | 1 | 2755.02 | 290.12 | 3045.14 |  | 1 | 2755.02 | 3045.14
CEI | 2031 | 2 | 2724.34 | 285.4 | 3009.74 |  | 1 | 2724.34 | 3009.74
CEI | 2031 | 3 | 2640.89 | 273.19 | 2914.08 |  | 1 | 2640.89 | 2914.08
CEI | 2031 | 4 | 2783.89 | 278.95 | 3062.84 |  |  | 0 | 0
CEI | 2031 | 5 | 3140.05 | 293.19 | 3433.24 |  |  | 0 | 0
CEI | 2031 | 6 | 3574.96 | 310.19 | 3885.15 | 1 |  | 0 | 0
CEI | 2031 | 7 | 3843.31 | 312.87 | 4156.18 | 1 |  | 0 | 0
CEI | 2031 | 8 | 3696.18 | 307.41 | 4003.59 | 1 |  | 0 | 0
CEI | 2031 | 9 | 3258.24 | 297.21 | 3555.45 | 1 |  | 0 | 0
CEI | 2031 | 10 | 2681.71 | 269.89 | 2951.59 |  |  | 0 | 0
CEI | 2031 | 11 | 2555.06 | 260.54 | 2815.6 |  |  | 0 | 0
CEI | 2031 | 12 | 2643.61 | 276.24 | 2919.85 |  | 1 | 2643.61 | 2919.85
CEI | 2032 | 1 | 2750.89 | 290.25 | 3041.15 |  | 1 | 2750.89 | 3041.15
CEI | 2032 | 2 | 2718.03 | 285.51 | 3003.54 |  | 1 | 2718.03 | 3003.54
CEI | 2032 | 3 | 2635.79 | 273.31 | 2909.1 |  | 1 | 2635.79 | 2909.1
CEI | 2032 | 4 | 2769.36 | 278.99 | 3048.35 |  |  | 0 | 0
CEI | 2032 | 5 | 3124.87 | 293.23 | 3418.1 |  |  | 0 | 0
CEI | 2032 | 6 | 3568.13 | 310.24 | 3878.37 | 1 |  | 0 | 0
CEI | 2032 | 7 | 3847.6 | 312.91 | 4160.51 | 1 |  | 0 | 0
CEI | 2032 | 8 | 3703.97 | 307.45 | 4011.42 | 1 |  | 0 | 0
CEI | 2032 | 9 | 3282.36 | 297.25 | 3579.61 | 1 |  | 0 | 0
CEI | 2032 | 10 | 2695.71 | 269.85 | 2965.56 |  |  | 0 | 0
CEI | 2032 | 11 | 2551.97 | 260.46 | 2812.42 |  |  | 0 | 0
CEI | 2032 | 12 | 2643.83 | 276.17 | 2920 |  | 1 | 2643.83 | 2920
CEI | 2033 | 1 | 2753.05 | 290.17 | 3043.22 |  | 1 | 2753.05 | 3043.22
CEI | 2033 | 2 | 2723.02 | 285.41 | 3008.43 |  | 1 | 2723.02 | 3008.43
CEI | 2033 | 3 | 2639.47 | 273.23 | 2912.69 |  | 1 | 2639.47 | 2912.69
CEI | 2033 | 4 | 2776.33 | 278.95 | 3055.28 |  |  | 0 | 0
CEI | 2033 | 5 | 3134.07 | 293.19 | 3427.26 |  |  | 0 | 0
CEI | 2033 | 6 | 3573.63 | 310.19 | 3883.82 | 1 |  | 0 | 0
CEI | 2033 | 7 | 3845.85 | 312.87 | 4158.72 | 1 |  | 0 | 0
CEI | 2033 | 8 | 3698.6 | 307.41 | 4006.01 | 1 |  | 0 | 0
CEI | 2033 | 9 | 3255.74 | 297.21 | 3552.96 | 1 |  | 0 | 0
CEI | 2033 | 10 | 2675.45 | 269.85 | 2945.29 |  |  | 0 | 0
CEI | 2033 | 11 | 2550.11 | 260.46 | 2810.57 |  |  | 0 | 0
CEI | 2033 | 12 | 2639.86 | 276.17 | 2916.03 |  | 1 | 2639.86 | 2916.03
CEI | 2034 | 1 | 2749.09 | 290.18 | 3039.27 |  | 1 | 2749.09 | 3039.27
CEI | 2034 | 2 | 2718.88 | 285.41 | 3004.29 |  | 1 | 2718.88 | 3004.29
CEI | 2034 | 3 | 2636.54 | 273.23 | 2909.77 |  | 1 | 2636.54 | 2909.77
CEI | 2034 | 4 | 2776.17 | 278.95 | 3055.12 |  |  | 0 | 0
CEI | 2034 | 5 | 3136.92 | 293.19 | 3430.11 |  |  | 0 | 0
CEI | 2034 | 6 | 3580.03 | 310.19 | 3890.22 | 1 |  | 0 | 0
CEI | 2034 | 7 | 3854.22 | 312.87 | 4167.09 | 1 |  | 0 | 0
CEI | 2034 | 8 | 3706 | 307.41 | 4013.42 | 1 |  | 0 | 0
CEI | 2034 | 9 | 3259.95 | 297.21 | 3557.16 | 1 |  | 0 | 0
CEI | 2034 | 10 | 2677.26 | 269.85 | 2947.11 |  |  | 0 | 0
CEI | 2034 | 11 | 2553.49 | 260.46 | 2813.95 |  |  | 0 | 0
CEI | 2034 | 12 | 2643.34 | 276.18 | 2919.52 |  | 1 | 2643.34 | 2919.52
CEI | 2035 | 1 | 2752.88 | 290.18 | 3043.06 |  | 1 | 2752.88 | 3043.06
CEI | 2035 | 2 | 2722.78 | 285.41 | 3008.2 |  | 1 | 2722.78 | 3008.2
CEI | 2035 | 3 | 2640.57 | 273.24 | 2913.81 |  | 1 | 2640.57 | 2913.81
CEI | 2035 | 4 | 2779.44 | 278.95 | 3058.39 |  |  | 0 | 0
CEI | 2035 | 5 | 3142.43 | 293.19 | 3435.62 |  |  | 0 | 0
CEI | 2035 | 6 | 3588.95 | 310.19 | 3899.14 | 1 |  | 0 | 0
CEI | 2035 | 7 | 3865.48 | 312.87 | 4178.35 | 1 |  | 0 | 0
CEI | 2035 | 8 | 3716.08 | 307.41 | 4023.49 | 1 |  | 0 | 0
CEI | 2035 | 9 | 3267.08 | 297.21 | 3564.29 | 1 |  | 0 | 0
CEI | 2035 | 10 | 2682.03 | 269.89 | 2951.92 |  |  | 0 | 0
CEI | 2035 | 11 | 2561.63 | 260.55 | 2822.18 |  |  | 0 | 0
CEI | 2035 | 12 |  |  |  |  | 1 | 0 | 0
CEI | 2036 | 1 |  |  |  |  | 1 | 0 | 0
CEI | 2036 | 2 |  |  |  |  | 1 | 0 | 0
CEI | 2036 | 3 |  |  |  |  | 1 | 0 | 0
CEI | 2036 | 4 | [5 empty] | 0 | 0
CEI | 2036 | 5 | [5 empty] | 0 | 0
CEI | 2036 | 6 |  |  |  | 1 |  | 0 | 0
CEI | 2036 | 7 |  |  |  | 1 |  | 0 | 0
CEI | 2036 | 8 |  |  |  | 1 |  | 0 | 0
CEI | 2036 | 9 |  |  |  | 1 |  | 0 | 0
CEI | 2036 | 10 | [5 empty] | 0 | 0
CEI | 2036 | 11 | [5 empty] | 0 | 0
CEI | 2036 | 12 |  |  |  |  | 1 | 0 | 0
CEI | 2037 | 1 |  |  |  |  | 1 | 0 | 0
CEI | 2037 | 2 |  |  |  |  | 1 | 0 | 0
CEI | 2037 | 3 |  |  |  |  | 1 | 0 | 0
CEI | 2037 | 4 | [5 empty] | 0 | 0
CEI | 2037 | 5 | [5 empty] | 0 | 0
CEI | 2037 | 6 |  |  |  | 1 |  | 0 | 0
CEI | 2037 | 7 |  |  |  | 1 |  | 0 | 0
CEI | 2037 | 8 |  |  |  | 1 |  | 0 | 0
CEI | 2037 | 9 |  |  |  | 1 |  | 0 | 0
CEI | 2037 | 10 | [5 empty] | 0 | 0
CEI | 2037 | 11 | [5 empty] | 0 | 0
CEI | 2037 | 12 |  |  |  |  | 1 | 0 | 0
CEI | 2038 | 1 |  |  |  |  | 1 | 0 | 0
CEI | 2038 | 2 |  |  |  |  | 1 | 0 | 0
CEI | 2038 | 3 |  |  |  |  | 1 | 0 | 0
CEI | 2038 | 4 | [5 empty] | 0 | 0
CEI | 2038 | 5 | [5 empty] | 0 | 0
CEI | 2038 | 6 |  |  |  | 1 |  | 0 | 0
CEI | 2038 | 7 |  |  |  | 1 |  | 0 | 0
CEI | 2038 | 8 |  |  |  | 1 |  | 0 | 0
CEI | 2038 | 9 |  |  |  | 1 |  | 0 | 0
CEI | 2038 | 10 | [5 empty] | 0 | 0
CEI | 2038 | 11 | [5 empty] | 0 | 0
CEI | 2038 | 12 |  |  |  |  | 1 | 0 | 0
OE | 2024 | 1 | 3897.43 | 509.32 | 4406.75 |  | 1 | 3897.43 | 4406.75
OE | 2024 | 2 | 3851.69 | 498.87 | 4350.57 |  | 1 | 3851.69 | 4350.57
OE | 2024 | 3 | 3719.63 | 476.51 | 4196.13 |  | 1 | 3719.63 | 4196.13
OE | 2024 | 4 | 3841.18 | 430.32 | 4271.5 |  |  | 0 | 0
OE | 2024 | 5 | 4104.33 | 498.1 | 4602.43 |  |  | 0 | 0
OE | 2024 | 6 | 4845.5 | 529.16 | 5374.66 | 1 |  | 0 | 0
OE | 2024 | 7 | 4966.79 | 519.16 | 5485.95 | 1 |  | 0 | 0
OE | 2024 | 8 | 4982.72 | 553.5 | 5536.23 | 1 |  | 0 | 0
OE | 2024 | 9 | 4479.41 | 519.39 | 4998.8 | 1 |  | 0 | 0
OE | 2024 | 10 | 3750.2 | 435.61 | 4185.81 |  |  | 0 | 0
OE | 2024 | 11 | 3608.42 | 438.45 | 4046.87 |  |  | 0 | 0
OE | 2024 | 12 | 3824.34 | 474.85 | 4299.19 |  | 1 | 3824.34 | 4299.19
OE | 2025 | 1 | 3920.92 | 502.03 | 4422.95 |  | 1 | 3920.92 | 4422.95
OE | 2025 | 2 | 3875.9 | 494.1 | 4370 |  | 1 | 3875.9 | 4370
OE | 2025 | 3 | 3732.22 | 473.38 | 4205.6 |  | 1 | 3732.22 | 4205.6
OE | 2025 | 4 | 3864.9 | 428.6 | 4293.5 |  |  | 0 | 0
OE | 2025 | 5 | 4101.9 | 498.01 | 4599.9 |  |  | 0 | 0
OE | 2025 | 6 | 4775.11 | 529.08 | 5304.19 | 1 |  | 0 | 0
OE | 2025 | 7 | 4971.29 | 519.09 | 5490.37 | 1 |  | 0 | 0
OE | 2025 | 8 | 4984.05 | 553.43 | 5537.48 | 1 |  | 0 | 0
OE | 2025 | 9 | 4525.14 | 519.31 | 5044.45 | 1 |  | 0 | 0
OE | 2025 | 10 | 3765.51 | 435.61 | 4201.12 |  |  | 0 | 0
OE | 2025 | 11 | 3631.16 | 436.62 | 4067.78 |  |  | 0 | 0
OE | 2025 | 12 | 3843.76 | 471.48 | 4315.24 |  | 1 | 3843.76 | 4315.24
OE | 2026 | 1 | 3940.5 | 494.08 | 4434.59 |  | 1 | 3940.5 | 4434.59
OE | 2026 | 2 | 3894.19 | 486.03 | 4380.22 |  | 1 | 3894.19 | 4380.22
OE | 2026 | 3 | 3750.26 | 465.58 | 4215.84 |  | 1 | 3750.26 | 4215.84
OE | 2026 | 4 | 3885.66 | 426.34 | 4312 |  |  | 0 | 0
OE | 2026 | 5 | 4090.32 | 498.01 | 4588.32 |  |  | 0 | 0
OE | 2026 | 6 | 4725.16 | 529.08 | 5254.24 | 1 |  | 0 | 0
OE | 2026 | 7 | 4975.95 | 519.09 | 5495.04 | 1 |  | 0 | 0
OE | 2026 | 8 | 4996.51 | 553.43 | 5549.94 | 1 |  | 0 | 0
OE | 2026 | 9 | 4565.85 | 519.31 | 5085.16 | 1 |  | 0 | 0
OE | 2026 | 10 | 3802.83 | 435.61 | 4238.44 |  |  | 0 | 0
OE | 2026 | 11 | 3650.03 | 435.06 | 4085.09 |  |  | 0 | 0
OE | 2026 | 12 | 3863.4 | 467.98 | 4331.38 |  | 1 | 3863.4 | 4331.38
OE | 2027 | 1 | 3960.38 | 488.74 | 4449.11 |  | 1 | 3960.38 | 4449.11
OE | 2027 | 2 | 3913.64 | 481.26 | 4394.91 |  | 1 | 3913.64 | 4394.91
OE | 2027 | 3 | 3768.91 | 461.23 | 4230.14 |  | 1 | 3768.91 | 4230.14
OE | 2027 | 4 | 3903.7 | 424.88 | 4328.57 |  |  | 0 | 0
OE | 2027 | 5 | 4083.26 | 498.01 | 4581.26 |  |  | 0 | 0
OE | 2027 | 6 | 4690.65 | 529.08 | 5219.73 | 1 |  | 0 | 0
OE | 2027 | 7 | 4983.25 | 519.09 | 5502.33 | 1 |  | 0 | 0
OE | 2027 | 8 | 5009.8 | 553.43 | 5563.22 | 1 |  | 0 | 0
OE | 2027 | 9 | 4600.08 | 519.31 | 5119.39 | 1 |  | 0 | 0
OE | 2027 | 10 | 3835.24 | 435.68 | 4270.91 |  |  | 0 | 0
OE | 2027 | 11 | 3671.31 | 433.93 | 4105.24 |  |  | 0 | 0
OE | 2027 | 12 | 3883.22 | 465.68 | 4348.9 |  | 1 | 3883.22 | 4348.9
OE | 2028 | 1 | 3980.69 | 484.49 | 4465.18 |  | 1 | 3980.69 | 4465.18
OE | 2028 | 2 | 3931.71 | 477.04 | 4408.75 |  | 1 | 3931.71 | 4408.75
OE | 2028 | 3 | 3783.49 | 456.75 | 4240.24 |  | 1 | 3783.49 | 4240.24
OE | 2028 | 4 | 3925.15 | 423.59 | 4348.74 |  |  | 0 | 0
OE | 2028 | 5 | 4064.77 | 498.07 | 4562.84 |  |  | 0 | 0
OE | 2028 | 6 | 4666.83 | 529.15 | 5195.97 | 1 |  | 0 | 0
OE | 2028 | 7 | 4991.67 | 519.15 | 5510.82 | 1 |  | 0 | 0
OE | 2028 | 8 | 5040 | 553.5 | 5593.5 | 1 |  | 0 | 0
OE | 2028 | 9 | 4638.9 | 519.38 | 5158.28 | 1 |  | 0 | 0
OE | 2028 | 10 | 3896.94 | 435.61 | 4332.55 |  |  | 0 | 0
OE | 2028 | 11 | 3685.18 | 432.59 | 4117.77 |  |  | 0 | 0
OE | 2028 | 12 | 3904.8 | 463.61 | 4368.41 |  | 1 | 3904.8 | 4368.41
OE | 2029 | 1 | 4002.6 | 480.88 | 4483.48 |  | 1 | 4002.6 | 4483.48
OE | 2029 | 2 | 3956.2 | 473.87 | 4430.07 |  | 1 | 3956.2 | 4430.07
OE | 2029 | 3 | 3809.28 | 454.27 | 4263.55 |  | 1 | 3809.28 | 4263.55
OE | 2029 | 4 | 3939.03 | 422.56 | 4361.59 |  |  | 0 | 0
OE | 2029 | 5 | 4085.79 | 498.01 | 4583.79 |  |  | 0 | 0
OE | 2029 | 6 | 4660.1 | 529.08 | 5189.18 | 1 |  | 0 | 0
OE | 2029 | 7 | 5010.4 | 519.09 | 5529.49 | 1 |  | 0 | 0
OE | 2029 | 8 | 5046.43 | 553.43 | 5599.86 | 1 |  | 0 | 0
OE | 2029 | 9 | 4660.94 | 519.31 | 5180.26 | 1 |  | 0 | 0
OE | 2029 | 10 | 3885.77 | 435.61 | 4321.38 |  |  | 0 | 0
OE | 2029 | 11 | 3698.76 | 431.96 | 4130.72 |  |  | 0 | 0
OE | 2029 | 12 | 3914.22 | 462 | 4376.22 |  | 1 | 3914.22 | 4376.22
OE | 2030 | 1 | 4011.78 | 478.22 | 4490 |  | 1 | 4011.78 | 4490
OE | 2030 | 2 | 3964.02 | 471.37 | 4435.39 |  | 1 | 3964.02 | 4435.39
OE | 2030 | 3 | 3817.22 | 451.93 | 4269.15 |  | 1 | 3817.22 | 4269.15
OE | 2030 | 4 | 3948.01 | 421.8 | 4369.81 |  |  | 0 | 0
OE | 2030 | 5 | 4085.96 | 498.01 | 4583.97 |  |  | 0 | 0
OE | 2030 | 6 | 4650.7 | 529.08 | 5179.78 | 1 |  | 0 | 0
OE | 2030 | 7 | 5019.81 | 519.09 | 5538.89 | 1 |  | 0 | 0
OE | 2030 | 8 | 5059.45 | 553.43 | 5612.88 | 1 |  | 0 | 0
OE | 2030 | 9 | 4681.01 | 519.31 | 5200.33 | 1 |  | 0 | 0
OE | 2030 | 10 | 3901.74 | 435.61 | 4337.35 |  |  | 0 | 0
OE | 2030 | 11 | 3709.24 | 431.36 | 4140.6 |  |  | 0 | 0
OE | 2030 | 12 | 3925.18 | 460.8 | 4385.98 |  | 1 | 3925.18 | 4385.98
OE | 2031 | 1 | 4023.04 | 476.15 | 4499.19 |  | 1 | 4023.04 | 4499.19
OE | 2031 | 2 | 3975.32 | 469.44 | 4444.76 |  | 1 | 3975.32 | 4444.76
OE | 2031 | 3 | 3828.26 | 450.12 | 4278.39 |  | 1 | 3828.26 | 4278.39
OE | 2031 | 4 | 3957.69 | 421.19 | 4378.87 |  |  | 0 | 0
OE | 2031 | 5 | 4088.72 | 498.01 | 4586.73 |  |  | 0 | 0
OE | 2031 | 6 | 4648.24 | 529.08 | 5177.32 | 1 |  | 0 | 0
OE | 2031 | 7 | 5032.36 | 519.09 | 5551.45 | 1 |  | 0 | 0
OE | 2031 | 8 | 5073.89 | 553.43 | 5627.32 | 1 |  | 0 | 0
OE | 2031 | 9 | 4700.79 | 519.31 | 5220.1 | 1 |  | 0 | 0
OE | 2031 | 10 | 3919.02 | 435.68 | 4354.7 |  |  | 0 | 0
OE | 2031 | 11 | 3725.3 | 430.96 | 4156.26 |  |  | 0 | 0
OE | 2031 | 12 | 3939.75 | 459.97 | 4399.72 |  | 1 | 3939.75 | 4399.72
OE | 2032 | 1 | 4038.09 | 474.73 | 4512.82 |  | 1 | 4038.09 | 4512.82
OE | 2032 | 2 | 3988.48 | 467.93 | 4456.41 |  | 1 | 3988.48 | 4456.41
OE | 2032 | 3 | 3838.46 | 448.18 | 4286.65 |  | 1 | 3838.46 | 4286.65
OE | 2032 | 4 | 3974.93 | 420.62 | 4395.54 |  |  | 0 | 0
OE | 2032 | 5 | 4079.22 | 498.07 | 4577.3 |  |  | 0 | 0
OE | 2032 | 6 | 4650.23 | 529.15 | 5179.37 | 1 |  | 0 | 0
OE | 2032 | 7 | 5046.8 | 519.15 | 5565.95 | 1 |  | 0 | 0
OE | 2032 | 8 | 5108.15 | 553.5 | 5661.65 | 1 |  | 0 | 0
OE | 2032 | 9 | 4731.25 | 519.38 | 5250.63 | 1 |  | 0 | 0
OE | 2032 | 10 | 3972.16 | 435.61 | 4407.77 |  |  | 0 | 0
OE | 2032 | 11 | 3736.82 | 430.15 | 4166.97 |  |  | 0 | 0
OE | 2032 | 12 | 3959.11 | 459.14 | 4418.25 |  | 1 | 3959.11 | 4418.25
OE | 2033 | 1 | 4057.88 | 473.22 | 4531.1 |  | 1 | 4057.88 | 4531.1
OE | 2033 | 2 | 4011.17 | 466.68 | 4477.85 |  | 1 | 4011.17 | 4477.85
OE | 2033 | 3 | 3862.76 | 447.47 | 4310.23 |  | 1 | 3862.76 | 4310.23
OE | 2033 | 4 | 3986.67 | 420.1 | 4406.77 |  |  | 0 | 0
OE | 2033 | 5 | 4108.81 | 498.01 | 4606.82 |  |  | 0 | 0
OE | 2033 | 6 | 4664.83 | 529.08 | 5193.91 | 1 |  | 0 | 0
OE | 2033 | 7 | 5072.97 | 519.09 | 5592.05 | 1 |  | 0 | 0
OE | 2033 | 8 | 5120.07 | 553.43 | 5673.5 | 1 |  | 0 | 0
OE | 2033 | 9 | 4750.42 | 519.31 | 5269.73 | 1 |  | 0 | 0
OE | 2033 | 10 | 3956.83 | 435.61 | 4392.44 |  |  | 0 | 0
OE | 2033 | 11 | 3753.36 | 429.89 | 4183.25 |  |  | 0 | 0
OE | 2033 | 12 | 3972.53 | 458.42 | 4430.95 |  | 1 | 3972.53 | 4430.95
OE | 2034 | 1 | 4071.91 | 472.17 | 4544.08 |  | 1 | 4071.91 | 4544.08
OE | 2034 | 2 | 4024.85 | 465.67 | 4490.52 |  | 1 | 4024.85 | 4490.52
OE | 2034 | 3 | 3877.37 | 446.45 | 4323.82 |  | 1 | 3877.37 | 4323.82
OE | 2034 | 4 | 4004.25 | 419.55 | 4423.8 |  |  | 0 | 0
OE | 2034 | 5 | 4127.26 | 498.01 | 4625.26 |  |  | 0 | 0
OE | 2034 | 6 | 4685.49 | 529.08 | 5214.57 | 1 |  | 0 | 0
OE | 2034 | 7 | 5102.32 | 519.09 | 5621.4 | 1 |  | 0 | 0
OE | 2034 | 8 | 5151.64 | 553.43 | 5705.06 | 1 |  | 0 | 0
OE | 2034 | 9 | 4781.1 | 519.31 | 5300.42 | 1 |  | 0 | 0
OE | 2034 | 10 | 3980.99 | 435.61 | 4416.6 |  |  | 0 | 0
OE | 2034 | 11 | 3774.6 | 429.41 | 4204.02 |  |  | 0 | 0
OE | 2034 | 12 | 3995.01 | 457.85 | 4452.85 |  | 1 | 3995.01 | 4452.85
OE | 2035 | 1 | 4094.94 | 471.32 | 4566.26 |  | 1 | 4094.94 | 4566.26
OE | 2035 | 2 | 4047.9 | 464.85 | 4512.76 |  | 1 | 4047.9 | 4512.76
OE | 2035 | 3 | 3899.86 | 445.59 | 4345.45 |  | 1 | 3899.86 | 4345.45
OE | 2035 | 4 | 4025.82 | 419.01 | 4444.83 |  |  | 0 | 0
OE | 2035 | 5 | 4148.37 | 498.01 | 4646.37 |  |  | 0 | 0
OE | 2035 | 6 | 4709.67 | 529.08 | 5238.75 | 1 |  | 0 | 0
OE | 2035 | 7 | 5135.01 | 519.09 | 5654.09 | 1 |  | 0 | 0
OE | 2035 | 8 | 5185.52 | 553.43 | 5738.95 | 1 |  | 0 | 0
OE | 2035 | 9 | 4814 | 519.31 | 5333.31 | 1 |  | 0 | 0
OE | 2035 | 10 | 4008.43 | 435.68 | 4444.1 |  |  | 0 | 0
OE | 2035 | 11 | 3801.84 | 429.05 | 4230.89 |  |  | 0 | 0
OE | 2035 | 12 | 4021.43 | 457.46 | 4478.89 |  | 1 | 4021.43 | 4478.89
OE | 2036 | 1 |  |  |  |  | 1 | 0 | 0
OE | 2036 | 2 |  |  |  |  | 1 | 0 | 0
OE | 2036 | 3 |  |  |  |  | 1 | 0 | 0
OE | 2036 | 4 | [5 empty] | 0 | 0
OE | 2036 | 5 | [5 empty] | 0 | 0
OE | 2036 | 6 |  |  |  | 1 |  | 0 | 0
OE | 2036 | 7 |  |  |  | 1 |  | 0 | 0
OE | 2036 | 8 |  |  |  | 1 |  | 0 | 0
OE | 2036 | 9 |  |  |  | 1 |  | 0 | 0
OE | 2036 | 10 | [5 empty] | 0 | 0
OE | 2036 | 11 | [5 empty] | 0 | 0
OE | 2036 | 12 |  |  |  |  | 1 | 0 | 0
OE | 2037 | 1 |  |  |  |  | 1 | 0 | 0
OE | 2037 | 2 |  |  |  |  | 1 | 0 | 0
OE | 2037 | 3 |  |  |  |  | 1 | 0 | 0
OE | 2037 | 4 | [5 empty] | 0 | 0
OE | 2037 | 5 | [5 empty] | 0 | 0
OE | 2037 | 6 |  |  |  | 1 |  | 0 | 0
OE | 2037 | 7 |  |  |  | 1 |  | 0 | 0
OE | 2037 | 8 |  |  |  | 1 |  | 0 | 0
OE | 2037 | 9 |  |  |  | 1 |  | 0 | 0
OE | 2037 | 10 | [5 empty] | 0 | 0
OE | 2037 | 11 | [5 empty] | 0 | 0
OE | 2037 | 12 |  |  |  |  | 1 | 0 | 0
OE | 2038 | 1 |  |  |  |  | 1 | 0 | 0
OE | 2038 | 2 |  |  |  |  | 1 | 0 | 0
OE | 2038 | 3 |  |  |  |  | 1 | 0 | 0
OE | 2038 | 4 | [5 empty] | 0 | 0
OE | 2038 | 5 | [5 empty] | 0 | 0
OE | 2038 | 6 |  |  |  | 1 |  | 0 | 0
OE | 2038 | 7 |  |  |  | 1 |  | 0 | 0
OE | 2038 | 8 |  |  |  | 1 |  | 0 | 0
OE | 2038 | 9 |  |  |  | 1 |  | 0 | 0
OE | 2038 | 10 | [5 empty] | 0 | 0
OE | 2038 | 11 | [5 empty] | 0 | 0
OE | 2038 | 12 |  |  |  |  | 1 | 0 | 0
TE | 2024 | 1 | 1776.99 | 151.9 | 1928.89 |  | 1 | 1776.99 | 1928.89
TE | 2024 | 2 | 1724.02 | 149.48 | 1873.51 |  | 1 | 1724.02 | 1873.51
TE | 2024 | 3 | 1680.62 | 144.41 | 1825.03 |  | 1 | 1680.62 | 1825.03
TE | 2024 | 4 | 1547.51 | 136.29 | 1683.8 |  |  | 0 | 0
TE | 2024 | 5 | 1729.66 | 142.37 | 1872.04 |  |  | 0 | 0
TE | 2024 | 6 | 1950.16 | 140.79 | 2090.96 | 1 |  | 0 | 0
TE | 2024 | 7 | 2092.71 | 145.33 | 2238.04 | 1 |  | 0 | 0
TE | 2024 | 8 | 2031.88 | 149.52 | 2181.4 | 1 |  | 0 | 0
TE | 2024 | 9 | 1872.7 | 146.3 | 2018.99 | 1 |  | 0 | 0
TE | 2024 | 10 | 1651.28 | 166.03 | 1817.32 |  |  | 0 | 0
TE | 2024 | 11 | 1682.6 | 142.12 | 1824.72 |  |  | 0 | 0
TE | 2024 | 12 | 1779.96 | 150.14 | 1930.11 |  | 1 | 1779.96 | 1930.11
TE | 2025 | 1 | 1787.92 | 152.95 | 1940.87 |  | 1 | 1787.92 | 1940.87
TE | 2025 | 2 | 1747.26 | 150.45 | 1897.71 |  | 1 | 1747.26 | 1897.71
TE | 2025 | 3 | 1687.01 | 145.48 | 1832.49 |  | 1 | 1687.01 | 1832.49
TE | 2025 | 4 | 1567.21 | 137.43 | 1704.64 |  |  | 0 | 0
TE | 2025 | 5 | 1756.59 | 142.27 | 1898.85 |  |  | 0 | 0
TE | 2025 | 6 | 1980.85 | 140.99 | 2121.83 | 1 |  | 0 | 0
TE | 2025 | 7 | 2107.81 | 145.33 | 2253.14 | 1 |  | 0 | 0
TE | 2025 | 8 | 2057.24 | 149.58 | 2206.82 | 1 |  | 0 | 0
TE | 2025 | 9 | 1900.12 | 146.29 | 2046.41 | 1 |  | 0 | 0
TE | 2025 | 10 | 1648.14 | 166.21 | 1814.35 |  |  | 0 | 0
TE | 2025 | 11 | 1675.01 | 142.65 | 1817.67 |  |  | 0 | 0
TE | 2025 | 12 | 1760.41 | 150.78 | 1911.19 |  | 1 | 1760.41 | 1911.19
TE | 2026 | 1 | 1787.21 | 153.53 | 1940.73 |  | 1 | 1787.21 | 1940.73
TE | 2026 | 2 | 1747.46 | 150.92 | 1898.38 |  | 1 | 1747.46 | 1898.38
TE | 2026 | 3 | 1697.61 | 146 | 1843.61 |  | 1 | 1697.61 | 1843.61
TE | 2026 | 4 | 1586.3 | 137.81 | 1724.1 |  |  | 0 | 0
TE | 2026 | 5 | 1774.07 | 142.26 | 1916.33 |  |  | 0 | 0
TE | 2026 | 6 | 1986.76 | 141.04 | 2127.8 | 1 |  | 0 | 0
TE | 2026 | 7 | 2112.47 | 145.29 | 2257.77 | 1 |  | 0 | 0
TE | 2026 | 8 | 2069.34 | 149.56 | 2218.9 | 1 |  | 0 | 0
TE | 2026 | 9 | 1906.94 | 146.31 | 2053.24 | 1 |  | 0 | 0
TE | 2026 | 10 | 1659.58 | 166.24 | 1825.82 |  |  | 0 | 0
TE | 2026 | 11 | 1681.99 | 143 | 1824.99 |  |  | 0 | 0
TE | 2026 | 12 | 1773.31 | 151.11 | 1924.41 |  | 1 | 1773.31 | 1924.41
TE | 2027 | 1 | 1793.98 | 153.82 | 1947.8 |  | 1 | 1793.98 | 1947.8
TE | 2027 | 2 | 1758.46 | 151.21 | 1909.67 |  | 1 | 1758.46 | 1909.67
TE | 2027 | 3 | 1703.18 | 146.24 | 1849.42 |  | 1 | 1703.18 | 1849.42
TE | 2027 | 4 | 1598.45 | 138.11 | 1736.57 |  |  | 0 | 0
TE | 2027 | 5 | 1787.57 | 142.27 | 1929.84 |  |  | 0 | 0
TE | 2027 | 6 | 1999.43 | 141.1 | 2140.53 | 1 |  | 0 | 0
TE | 2027 | 7 | 2134.53 | 145.31 | 2279.85 | 1 |  | 0 | 0
TE | 2027 | 8 | 2085.54 | 149.59 | 2235.13 | 1 |  | 0 | 0
TE | 2027 | 9 | 1923.7 | 146.33 | 2070.02 | 1 |  | 0 | 0
TE | 2027 | 10 | 1670.45 | 166.23 | 1836.67 |  |  | 0 | 0
TE | 2027 | 11 | 1683.72 | 143.19 | 1826.9 |  |  | 0 | 0
TE | 2027 | 12 | 1771.19 | 151.28 | 1922.47 |  | 1 | 1771.19 | 1922.47
TE | 2028 | 1 | 1797.8 | 153.98 | 1951.78 |  | 1 | 1797.8 | 1951.78
TE | 2028 | 2 | 1763.85 | 151.37 | 1915.21 |  | 1 | 1763.85 | 1915.21
TE | 2028 | 3 | 1710.66 | 146.33 | 1857 |  | 1 | 1710.66 | 1857
TE | 2028 | 4 | 1611.16 | 138.21 | 1749.37 |  |  | 0 | 0
TE | 2028 | 5 | 1796.19 | 142.27 | 1938.45 |  |  | 0 | 0
TE | 2028 | 6 | 2030.83 | 141.13 | 2171.96 | 1 |  | 0 | 0
TE | 2028 | 7 | 2163.41 | 145.35 | 2308.76 | 1 |  | 0 | 0
TE | 2028 | 8 | 2117.11 | 149.58 | 2266.69 | 1 |  | 0 | 0
TE | 2028 | 9 | 1941.38 | 146.31 | 2087.69 | 1 |  | 0 | 0
TE | 2028 | 10 | 1695.64 | 166.31 | 1861.95 |  |  | 0 | 0
TE | 2028 | 11 | 1688.95 | 143.28 | 1832.23 |  |  | 0 | 0
TE | 2028 | 12 | 1778.8 | 151.37 | 1930.17 |  | 1 | 1778.8 | 1930.17
TE | 2029 | 1 | 1804.83 | 154.07 | 1958.89 |  | 1 | 1804.83 | 1958.89
TE | 2029 | 2 | 1773.72 | 151.51 | 1925.23 |  | 1 | 1773.72 | 1925.23
TE | 2029 | 3 | 1717.9 | 146.4 | 1864.3 |  | 1 | 1717.9 | 1864.3
TE | 2029 | 4 | 1620.91 | 138.23 | 1759.14 |  |  | 0 | 0
TE | 2029 | 5 | 1811.28 | 142.27 | 1953.55 |  |  | 0 | 0
TE | 2029 | 6 | 2053.03 | 141.17 | 2194.19 | 1 |  | 0 | 0
TE | 2029 | 7 | 2185.66 | 145.39 | 2331.04 | 1 |  | 0 | 0
TE | 2029 | 8 | 2135.46 | 149.65 | 2285.11 | 1 |  | 0 | 0
TE | 2029 | 9 | 1966.56 | 146.37 | 2112.93 | 1 |  | 0 | 0
TE | 2029 | 10 | 1706.08 | 166.41 | 1872.49 |  |  | 0 | 0
TE | 2029 | 11 | 1691.58 | 143.34 | 1834.92 |  |  | 0 | 0
TE | 2029 | 12 | 1779.49 | 151.39 | 1930.87 |  | 1 | 1779.49 | 1930.87
TE | 2030 | 1 | 1807.66 | 154.12 | 1961.78 |  | 1 | 1807.66 | 1961.78
TE | 2030 | 2 | 1776.73 | 151.53 | 1928.25 |  | 1 | 1776.73 | 1928.25
TE | 2030 | 3 | 1721.24 | 146.38 | 1867.62 |  | 1 | 1721.24 | 1867.62
TE | 2030 | 4 | 1626.38 | 138.19 | 1764.57 |  |  | 0 | 0
TE | 2030 | 5 | 1819 | 142.27 | 1961.27 |  |  | 0 | 0
TE | 2030 | 6 | 2064.5 | 141.18 | 2205.68 | 1 |  | 0 | 0
TE | 2030 | 7 | 2198.01 | 145.4 | 2343.4 | 1 |  | 0 | 0
TE | 2030 | 8 | 2151.3 | 149.7 | 2301 | 1 |  | 0 | 0
TE | 2030 | 9 | 1987.02 | 146.41 | 2133.42 | 1 |  | 0 | 0
TE | 2030 | 10 | 1722.09 | 166.48 | 1888.57 |  |  | 0 | 0
TE | 2030 | 11 | 1694.8 | 143.37 | 1838.16 |  |  | 0 | 0
TE | 2030 | 12 | 1783.1 | 151.41 | 1934.51 |  | 1 | 1783.1 | 1934.51
TE | 2031 | 1 | 1811.02 | 154.11 | 1965.13 |  | 1 | 1811.02 | 1965.13
TE | 2031 | 2 | 1781.03 | 151.51 | 1932.54 |  | 1 | 1781.03 | 1932.54
TE | 2031 | 3 | 1725.78 | 146.41 | 1872.19 |  | 1 | 1725.78 | 1872.19
TE | 2031 | 4 | 1632.63 | 138.22 | 1770.86 |  |  | 0 | 0
TE | 2031 | 5 | 1826.25 | 142.27 | 1968.52 |  |  | 0 | 0
TE | 2031 | 6 | 2079.01 | 141.2 | 2220.21 | 1 |  | 0 | 0
TE | 2031 | 7 | 2213.7 | 145.41 | 2359.12 | 1 |  | 0 | 0
TE | 2031 | 8 | 2167.08 | 149.71 | 2316.79 | 1 |  | 0 | 0
TE | 2031 | 9 | 2005.52 | 146.45 | 2151.97 | 1 |  | 0 | 0
TE | 2031 | 10 | 1727.05 | 166.51 | 1893.56 |  |  | 0 | 0
TE | 2031 | 11 | 1699.54 | 143.38 | 1842.92 |  |  | 0 | 0
TE | 2031 | 12 | 1787.08 | 151.42 | 1938.49 |  | 1 | 1787.08 | 1938.49
TE | 2032 | 1 | 1816.03 | 154.14 | 1970.17 |  | 1 | 1816.03 | 1970.17
TE | 2032 | 2 | 1786.45 | 151.53 | 1937.98 |  | 1 | 1786.45 | 1937.98
TE | 2032 | 3 | 1732.83 | 146.52 | 1879.36 |  | 1 | 1732.83 | 1879.36
TE | 2032 | 4 | 1639.91 | 138.22 | 1778.13 |  |  | 0 | 0
TE | 2032 | 5 | 1830.3 | 142.27 | 1972.57 |  |  | 0 | 0
TE | 2032 | 6 | 2098.22 | 141.23 | 2239.45 | 1 |  | 0 | 0
TE | 2032 | 7 | 2232.39 | 145.44 | 2377.84 | 1 |  | 0 | 0
TE | 2032 | 8 | 2192.05 | 149.77 | 2341.81 | 1 |  | 0 | 0
TE | 2032 | 9 | 2027.68 | 146.47 | 2174.15 | 1 |  | 0 | 0
TE | 2032 | 10 | 1748.88 | 166.57 | 1915.44 |  |  | 0 | 0
TE | 2032 | 11 | 1705.19 | 143.39 | 1848.58 |  |  | 0 | 0
TE | 2032 | 12 | 1794.02 | 151.43 | 1945.45 |  | 1 | 1794.02 | 1945.45
TE | 2033 | 1 | 1823.47 | 154.15 | 1977.62 |  | 1 | 1823.47 | 1977.62
TE | 2033 | 2 | 1794.88 | 151.54 | 1946.42 |  | 1 | 1794.88 | 1946.42
TE | 2033 | 3 | 1741.24 | 146.58 | 1887.81 |  | 1 | 1741.24 | 1887.81
TE | 2033 | 4 | 1648.03 | 138.17 | 1786.2 |  |  | 0 | 0
TE | 2033 | 5 | 1843.81 | 142.27 | 1986.08 |  |  | 0 | 0
TE | 2033 | 6 | 2126.6 | 141.28 | 2267.88 | 1 |  | 0 | 0
TE | 2033 | 7 | 2254.7 | 145.47 | 2400.17 | 1 |  | 0 | 0
TE | 2033 | 8 | 2217.18 | 149.77 | 2366.96 | 1 |  | 0 | 0
TE | 2033 | 9 | 2040.9 | 146.5 | 2187.4 | 1 |  | 0 | 0
TE | 2033 | 10 | 1765.6 | 166.82 | 1932.42 |  |  | 0 | 0
TE | 2033 | 11 | 1712.39 | 143.39 | 1855.79 |  |  | 0 | 0
TE | 2033 | 12 | 1801.06 | 151.46 | 1952.52 |  | 1 | 1801.06 | 1952.52
TE | 2034 | 1 | 1828.92 | 154 | 1982.92 |  | 1 | 1828.92 | 1982.92
TE | 2034 | 2 | 1798.61 | 151.21 | 1949.81 |  | 1 | 1798.61 | 1949.81
TE | 2034 | 3 | 1745.59 | 146.26 | 1891.85 |  | 1 | 1745.59 | 1891.85
TE | 2034 | 4 | 1657.46 | 138.25 | 1795.71 |  |  | 0 | 0
TE | 2034 | 5 | 1854.8 | 142.27 | 1997.07 |  |  | 0 | 0
TE | 2034 | 6 | 2155.89 | 140.73 | 2296.62 | 1 |  | 0 | 0
TE | 2034 | 7 | 2274.24 | 144.71 | 2418.96 | 1 |  | 0 | 0
TE | 2034 | 8 | 2252.09 | 149.1 | 2401.18 | 1 |  | 0 | 0
TE | 2034 | 9 | 2066.76 | 146.55 | 2213.32 | 1 |  | 0 | 0
TE | 2034 | 10 | 1780.08 | 166.86 | 1946.93 |  |  | 0 | 0
TE | 2034 | 11 | 1721.37 | 143.4 | 1864.77 |  |  | 0 | 0
TE | 2034 | 12 | 1810.09 | 151.46 | 1961.55 |  | 1 | 1810.09 | 1961.55
TE | 2035 | 1 | 1838.25 | 154.01 | 1992.26 |  | 1 | 1838.25 | 1992.26
TE | 2035 | 2 | 1808.14 | 151.22 | 1959.36 |  | 1 | 1808.14 | 1959.36
TE | 2035 | 3 | 1755.03 | 146.27 | 1901.29 |  | 1 | 1755.03 | 1901.29
TE | 2035 | 4 | 1666.9 | 138.21 | 1805.1 |  |  | 0 | 0
TE | 2035 | 5 | 1890.34 | 142.29 | 2032.62 |  |  | 0 | 0
TE | 2035 | 6 | 2176.8 | 140.79 | 2317.59 | 1 |  | 0 | 0
TE | 2035 | 7 | 2308.93 | 144.82 | 2453.75 | 1 |  | 0 | 0
TE | 2035 | 8 | 2266.46 | 149.13 | 2415.59 | 1 |  | 0 | 0
TE | 2035 | 9 | 2090.33 | 146.6 | 2236.93 | 1 |  | 0 | 0
TE | 2035 | 10 | 1796.47 | 166.92 | 1963.39 |  |  | 0 | 0
TE | 2035 | 11 | 1731.7 | 143.4 | 1875.1 |  |  | 0 | 0
TE | 2035 | 12 | 1820 | 151.47 | 1971.47 |  | 1 | 1820 | 1971.47
TE | 2036 | 1 |  |  |  |  | 1 | 0 | 0
TE | 2036 | 2 |  |  |  |  | 1 | 0 | 0
TE | 2036 | 3 |  |  |  |  | 1 | 0 | 0
TE | 2036 | 4 | [5 empty] | 0 | 0
TE | 2036 | 5 | [5 empty] | 0 | 0
TE | 2036 | 6 |  |  |  | 1 |  | 0 | 0
TE | 2036 | 7 |  |  |  | 1 |  | 0 | 0
TE | 2036 | 8 |  |  |  | 1 |  | 0 | 0
TE | 2036 | 9 |  |  |  | 1 |  | 0 | 0
TE | 2036 | 10 | [5 empty] | 0 | 0
TE | 2036 | 11 | [5 empty] | 0 | 0
TE | 2036 | 12 |  |  |  |  | 1 | 0 | 0
TE | 2037 | 1 |  |  |  |  | 1 | 0 | 0
TE | 2037 | 2 |  |  |  |  | 1 | 0 | 0
TE | 2037 | 3 |  |  |  |  | 1 | 0 | 0
TE | 2037 | 4 | [5 empty] | 0 | 0
TE | 2037 | 5 | [5 empty] | 0 | 0
TE | 2037 | 6 |  |  |  | 1 |  | 0 | 0
TE | 2037 | 7 |  |  |  | 1 |  | 0 | 0
TE | 2037 | 8 |  |  |  | 1 |  | 0 | 0
TE | 2037 | 9 |  |  |  | 1 |  | 0 | 0
TE | 2037 | 10 | [5 empty] | 0 | 0
TE | 2037 | 11 | [5 empty] | 0 | 0
TE | 2037 | 12 |  |  |  |  | 1 | 0 | 0
TE | 2038 | 1 |  |  |  |  | 1 | 0 | 0
TE | 2038 | 2 |  |  |  |  | 1 | 0 | 0
TE | 2038 | 3 |  |  |  |  | 1 | 0 | 0
TE | 2038 | 4 | [5 empty] | 0 | 0
TE | 2038 | 5 | [5 empty] | 0 | 0
TE | 2038 | 6 |  |  |  | 1 |  | 0 | 0
TE | 2038 | 7 |  |  |  | 1 |  | 0 | 0
TE | 2038 | 8 |  |  |  | 1 |  | 0 | 0
TE | 2038 | 9 |  |  |  | 1 |  | 0 | 0
TE | 2038 | 10 | [5 empty] | 0 | 0
TE | 2038 | 11 | [5 empty] | 0 | 0
TE | 2038 | 12 |  |  |  |  | 1 | 0 | 0

## Monthly Peak ATSI OH
Wires Peak Summary
Version: | Final March 2023 Peak Load Forecast - 2024.01.05
Date: | 2024-01-29
MW | [7 empty] | Retail | Zonal
Company | Year | Month | Retail | Municipal | Total | Summer | Winter | Winter Peak | Winter Peak
ATSI ZONE | 2024 | 1 | 9140.57 | 968.12 | 10108.69 |  | 1 | 9140.57 | 10108.69
ATSI ZONE | 2023 | 2 | 9008.66 | 969.8 | 9978.45 |  | 1 | 9008.66 | 9978.45
ATSI ZONE | 2023 | 3 | 8707.85 | 922.07 | 9629.92 |  | 1 | 8707.85 | 9629.92
ATSI ZONE | 2023 | 4 | 8752.88 | 878.64 | 9631.52 |  |  | 0 | 0
ATSI ZONE | 2023 | 5 | 9636.54 | 971.89 | 10608.43 |  |  | 0 | 0
ATSI ZONE | 2023 | 6 | 11064.2 | 1004.39 | 12068.58 | 1 |  | 0 | 0
ATSI ZONE | 2023 | 7 | 11665.71 | 994.39 | 12660.1 | 1 |  | 0 | 0
ATSI ZONE | 2023 | 8 | 11410.32 | 1034.56 | 12444.88 | 1 |  | 0 | 0
ATSI ZONE | 2023 | 9 | 10349.72 | 1002.36 | 11352.08 | 1 |  | 0 | 0
ATSI ZONE | 2023 | 10 | 8645.31 | 916.7 | 9562.01 |  |  | 0 | 0
ATSI ZONE | 2023 | 11 | 8509.29 | 877.27 | 9386.56 |  |  | 0 | 0
ATSI ZONE | 2023 | 12 | 8961.74 | 926.24 | 9887.98 |  | 1 | 8961.74 | 9887.98
ATSI ZONE | 2025 | 1 | 9195.23 | 972.64 | 10167.88 |  | 1 | 9195.23 | 10167.88
ATSI ZONE | 2024 | 2 | 9068.17 | 970.51 | 10038.68 |  | 1 | 9068.17 | 10038.68
ATSI ZONE | 2024 | 3 | 8748.3 | 927.96 | 9676.26 |  | 1 | 8748.3 | 9676.26
ATSI ZONE | 2024 | 4 | 8816.33 | 878.72 | 9695.05 |  |  | 0 | 0
ATSI ZONE | 2024 | 5 | 9683.77 | 974.63 | 10658.4 |  |  | 0 | 0
ATSI ZONE | 2024 | 6 | 11043.32 | 1006.96 | 12050.28 | 1 |  | 0 | 0
ATSI ZONE | 2024 | 7 | 11695.35 | 997.06 | 12692.41 | 1 |  | 0 | 0
ATSI ZONE | 2024 | 8 | 11441.58 | 1033.24 | 12474.81 | 1 |  | 0 | 0
ATSI ZONE | 2024 | 9 | 10401.66 | 996.04 | 11397.7 | 1 |  | 0 | 0
ATSI ZONE | 2024 | 10 | 8647.21 | 914.59 | 9561.8 |  |  | 0 | 0
ATSI ZONE | 2024 | 11 | 8524.36 | 879.34 | 9403.7 |  |  | 0 | 0
ATSI ZONE | 2024 | 12 | 8966.23 | 929.26 | 9895.49 |  | 1 | 8966.23 | 9895.49
ATSI ZONE | 2026 | 1 | 9224.03 | 970.39 | 10194.42 |  | 1 | 9224.03 | 10194.42
ATSI ZONE | 2025 | 2 | 9086.79 | 965.26 | 10052.04 |  | 1 | 9086.79 | 10052.04
ATSI ZONE | 2025 | 3 | 8775.86 | 924.64 | 9700.5 |  | 1 | 8775.86 | 9700.5
ATSI ZONE | 2025 | 4 | 8857.31 | 877.39 | 9734.7 |  |  | 0 | 0
ATSI ZONE | 2025 | 5 | 9693 | 975.09 | 10668.09 |  |  | 0 | 0
ATSI ZONE | 2025 | 6 | 11005.87 | 1007.44 | 12013.32 | 1 |  | 0 | 0
ATSI ZONE | 2025 | 7 | 11712.02 | 997.47 | 12709.49 | 1 |  | 0 | 0
ATSI ZONE | 2025 | 8 | 11472.14 | 1033.67 | 12505.82 | 1 |  | 0 | 0
ATSI ZONE | 2025 | 9 | 10452.18 | 996.54 | 11448.72 | 1 |  | 0 | 0
ATSI ZONE | 2025 | 10 | 8696.82 | 915.21 | 9612.03 |  |  | 0 | 0
ATSI ZONE | 2025 | 11 | 8550.64 | 880.07 | 9430.71 |  |  | 0 | 0
ATSI ZONE | 2025 | 12 | 9003.54 | 929.08 | 9932.62 |  | 1 | 9003.54 | 9932.62
ATSI ZONE | 2027 | 1 | 9259.25 | 968.02 | 10227.27 |  | 1 | 9259.25 | 10227.27
ATSI ZONE | 2026 | 2 | 9120.94 | 962.2 | 10083.14 |  | 1 | 9120.94 | 10083.14
ATSI ZONE | 2026 | 3 | 8803.18 | 922.6 | 9725.77 |  | 1 | 8803.18 | 9725.77
ATSI ZONE | 2026 | 4 | 8889.75 | 876.62 | 9766.37 |  |  | 0 | 0
ATSI ZONE | 2026 | 5 | 9703.38 | 975.4 | 10678.78 |  |  | 0 | 0
ATSI ZONE | 2026 | 6 | 10991.05 | 1007.76 | 11998.81 | 1 |  | 0 | 0
ATSI ZONE | 2026 | 7 | 11749.83 | 997.73 | 12747.56 | 1 |  | 0 | 0
ATSI ZONE | 2026 | 8 | 11508.29 | 1033.95 | 12542.24 | 1 |  | 0 | 0
ATSI ZONE | 2026 | 9 | 10506.78 | 996.84 | 11503.62 | 1 |  | 0 | 0
ATSI ZONE | 2026 | 10 | 8742.8 | 915.68 | 9658.48 |  |  | 0 | 0
ATSI ZONE | 2026 | 11 | 8579.44 | 880.18 | 9459.62 |  |  | 0 | 0
ATSI ZONE | 2026 | 12 | 9028.34 | 928.48 | 9956.82 |  | 1 | 9028.34 | 9956.82
ATSI ZONE | 2028 | 1 | 9290.85 | 965.38 | 10256.23 |  | 1 | 9290.85 | 10256.23
ATSI ZONE | 2027 | 2 | 9146.52 | 959.05 | 10105.57 |  | 1 | 9146.52 | 10105.57
ATSI ZONE | 2027 | 3 | 8827.8 | 919.44 | 9747.24 |  | 1 | 8827.8 | 9747.24
ATSI ZONE | 2027 | 4 | 8915.54 | 875.78 | 9791.32 |  |  | 0 | 0
ATSI ZONE | 2027 | 5 | 9685.74 | 975.72 | 10661.46 |  |  | 0 | 0
ATSI ZONE | 2027 | 6 | 11000.34 | 1008.16 | 12008.49 | 1 |  | 0 | 0
ATSI ZONE | 2027 | 7 | 11801.71 | 998.12 | 12799.83 | 1 |  | 0 | 0
ATSI ZONE | 2027 | 8 | 11587.6 | 1034.34 | 12621.94 | 1 |  | 0 | 0
ATSI ZONE | 2027 | 9 | 10599.3 | 997.29 | 11596.59 | 1 |  | 0 | 0
ATSI ZONE | 2027 | 10 | 8847.07 | 916.3 | 9763.37 |  |  | 0 | 0
ATSI ZONE | 2027 | 11 | 8601.1 | 879.65 | 9480.75 |  |  | 0 | 0
ATSI ZONE | 2027 | 12 | 9065.43 | 927.45 | 9992.88 |  | 1 | 9065.43 | 9992.88
ATSI ZONE | 2029 | 1 | 9331.11 | 962.82 | 10293.93 |  | 1 | 9331.11 | 10293.93
ATSI ZONE | 2028 | 2 | 9193.52 | 956.79 | 10150.31 |  | 1 | 9193.52 | 10150.31
ATSI ZONE | 2028 | 3 | 8871.02 | 917.92 | 9788.95 |  | 1 | 8871.02 | 9788.95
ATSI ZONE | 2028 | 4 | 8952.71 | 875.15 | 9827.86 |  |  | 0 | 0
ATSI ZONE | 2028 | 5 | 9736.84 | 976.04 | 10712.89 |  |  | 0 | 0
ATSI ZONE | 2028 | 6 | 11026.87 | 1008.43 | 12035.3 | 1 |  | 0 | 0
ATSI ZONE | 2028 | 7 | 11844.9 | 998.38 | 12843.28 | 1 |  | 0 | 0
ATSI ZONE | 2028 | 8 | 11609.55 | 1034.66 | 12644.22 | 1 |  | 0 | 0
ATSI ZONE | 2028 | 9 | 10618.37 | 997.62 | 11615.98 | 1 |  | 0 | 0
ATSI ZONE | 2028 | 10 | 8830.22 | 916.69 | 9746.92 |  |  | 0 | 0
ATSI ZONE | 2028 | 11 | 8615.49 | 879.85 | 9495.33 |  |  | 0 | 0
ATSI ZONE | 2028 | 12 | 9071.58 | 926.75 | 9998.33 |  | 1 | 9071.58 | 9998.33
ATSI ZONE | 2030 | 1 | 9339.02 | 961.15 | 10300.17 |  | 1 | 9339.02 | 10300.17
ATSI ZONE | 2029 | 2 | 9198.15 | 955.14 | 10153.29 |  | 1 | 9198.15 | 10153.29
ATSI ZONE | 2029 | 3 | 8876.6 | 916.45 | 9793.05 |  | 1 | 8876.6 | 9793.05
ATSI ZONE | 2029 | 4 | 8961.17 | 874.77 | 9835.94 |  |  | 0 | 0
ATSI ZONE | 2029 | 5 | 9740.46 | 976.45 | 10716.9 |  |  | 0 | 0
ATSI ZONE | 2029 | 6 | 11027.15 | 1008.85 | 12036 | 1 |  | 0 | 0
ATSI ZONE | 2029 | 7 | 11866.24 | 998.79 | 12865.03 | 1 |  | 0 | 0
ATSI ZONE | 2029 | 8 | 11637.04 | 1035.12 | 12672.16 | 1 |  | 0 | 0
ATSI ZONE | 2029 | 9 | 10654.52 | 998.09 | 11652.61 | 1 |  | 0 | 0
ATSI ZONE | 2029 | 10 | 8856.74 | 917.26 | 9774 |  |  | 0 | 0
ATSI ZONE | 2029 | 11 | 8626.37 | 880.05 | 9506.42 |  |  | 0 | 0
ATSI ZONE | 2029 | 12 | 9083.58 | 926.44 | 10010.02 |  | 1 | 9083.58 | 10010.02
ATSI ZONE | 2031 | 1 | 9351.39 | 959.97 | 10311.36 |  | 1 | 9351.39 | 10311.36
ATSI ZONE | 2030 | 2 | 9211.11 | 954.05 | 10165.17 |  | 1 | 9211.11 | 10165.17
ATSI ZONE | 2030 | 3 | 8889.7 | 915.53 | 9805.23 |  | 1 | 8889.7 | 9805.23
ATSI ZONE | 2030 | 4 | 8972.75 | 874.62 | 9847.37 |  |  | 0 | 0
ATSI ZONE | 2030 | 5 | 9747.14 | 976.85 | 10723.99 |  |  | 0 | 0
ATSI ZONE | 2030 | 6 | 11038.43 | 1009.26 | 12047.69 | 1 |  | 0 | 0
ATSI ZONE | 2030 | 7 | 11895.65 | 999.19 | 12894.84 | 1 |  | 0 | 0
ATSI ZONE | 2030 | 8 | 11667.05 | 1035.53 | 12702.58 | 1 |  | 0 | 0
ATSI ZONE | 2030 | 9 | 10690.16 | 998.55 | 11688.71 | 1 |  | 0 | 0
ATSI ZONE | 2030 | 10 | 8876.45 | 917.84 | 9794.29 |  |  | 0 | 0
ATSI ZONE | 2030 | 11 | 8649.43 | 880.49 | 9529.92 |  |  | 0 | 0
ATSI ZONE | 2030 | 12 | 9103.26 | 926.47 | 10029.73 |  | 1 | 9103.26 | 10029.73
ATSI ZONE | 2032 | 1 | 9371.17 | 959.5 | 10330.67 |  | 1 | 9371.17 | 10330.67
ATSI ZONE | 2031 | 2 | 9226.94 | 953.46 | 10180.4 |  | 1 | 9226.94 | 10180.4
ATSI ZONE | 2031 | 3 | 8905.45 | 914.6 | 9820.05 |  | 1 | 8905.45 | 9820.05
ATSI ZONE | 2031 | 4 | 8984.18 | 874.5 | 9858.68 |  |  | 0 | 0
ATSI ZONE | 2031 | 5 | 9729.22 | 977.31 | 10706.53 |  |  | 0 | 0
ATSI ZONE | 2031 | 6 | 11057.23 | 1009.8 | 12067.03 | 1 |  | 0 | 0
ATSI ZONE | 2031 | 7 | 11939.72 | 999.7 | 12939.42 | 1 |  | 0 | 0
ATSI ZONE | 2031 | 8 | 11740.45 | 1036.1 | 12776.55 | 1 |  | 0 | 0
ATSI ZONE | 2031 | 9 | 10776.12 | 999.28 | 11775.4 | 1 |  | 0 | 0
ATSI ZONE | 2031 | 10 | 8966.17 | 918.49 | 9884.66 |  |  | 0 | 0
ATSI ZONE | 2031 | 11 | 8667.09 | 880.34 | 9547.43 |  |  | 0 | 0
ATSI ZONE | 2031 | 12 | 9134.42 | 926.35 | 10060.77 |  | 1 | 9134.42 | 10060.77
ATSI ZONE | 2033 | 1 | 9405.8 | 958.74 | 10364.54 |  | 1 | 9405.8 | 10364.54
ATSI ZONE | 2032 | 2 | 9268.55 | 953.01 | 10221.56 |  | 1 | 9268.55 | 10221.56
ATSI ZONE | 2032 | 3 | 8946.86 | 914.7 | 9861.56 |  | 1 | 8946.86 | 9861.56
ATSI ZONE | 2032 | 4 | 9016.31 | 874.35 | 9890.67 |  |  | 0 | 0
ATSI ZONE | 2032 | 5 | 9786.99 | 977.71 | 10764.7 |  |  | 0 | 0
ATSI ZONE | 2032 | 6 | 11110.88 | 1010.15 | 12121.03 | 1 |  | 0 | 0
ATSI ZONE | 2032 | 7 | 11990.94 | 999.99 | 12990.93 | 1 |  | 0 | 0
ATSI ZONE | 2032 | 8 | 11775.7 | 1036.39 | 12812.08 | 1 |  | 0 | 0
ATSI ZONE | 2032 | 9 | 10781.26 | 999.94 | 11781.2 | 1 |  | 0 | 0
ATSI ZONE | 2032 | 10 | 8952.19 | 919.11 | 9871.3 |  |  | 0 | 0
ATSI ZONE | 2032 | 11 | 8692.44 | 880.77 | 9573.21 |  |  | 0 | 0
ATSI ZONE | 2032 | 12 | 9154.14 | 926.33 | 10080.47 |  | 1 | 9154.14 | 10080.47
ATSI ZONE | 2034 | 1 | 9424.78 | 958.24 | 10383.03 |  | 1 | 9424.78 | 10383.03
ATSI ZONE | 2033 | 2 | 9285.13 | 952.36 | 10237.49 |  | 1 | 9285.13 | 10237.49
ATSI ZONE | 2033 | 3 | 8966.23 | 914.03 | 9880.27 |  | 1 | 8966.23 | 9880.27
ATSI ZONE | 2033 | 4 | 9046.46 | 874.25 | 9920.71 |  |  | 0 | 0
ATSI ZONE | 2033 | 5 | 9823.7 | 978.08 | 10801.77 |  |  | 0 | 0
ATSI ZONE | 2033 | 6 | 11172.35 | 1009.93 | 12182.28 | 1 |  | 0 | 0
ATSI ZONE | 2033 | 7 | 12054.13 | 999.52 | 13053.64 | 1 |  | 0 | 0
ATSI ZONE | 2033 | 8 | 11854.6 | 1036.03 | 12890.63 | 1 |  | 0 | 0
ATSI ZONE | 2033 | 9 | 10846.55 | 1000.61 | 11847.15 | 1 |  | 0 | 0
ATSI ZONE | 2033 | 10 | 8996.39 | 919.75 | 9916.14 |  |  | 0 | 0
ATSI ZONE | 2033 | 11 | 8730.61 | 880.86 | 9611.47 |  |  | 0 | 0
ATSI ZONE | 2033 | 12 | 9194.07 | 926.31 | 10120.38 |  | 1 | 9194.07 | 10120.38
ATSI ZONE | 2035 | 1 | 9466.19 | 958.01 | 10424.2 |  | 1 | 9466.19 | 10424.2
ATSI ZONE | 2034 | 2 | 9326.79 | 952.19 | 10278.98 |  | 1 | 9326.79 | 10278.98
ATSI ZONE | 2034 | 3 | 9007.25 | 913.81 | 9921.05 |  | 1 | 9007.25 | 9921.05
ATSI ZONE | 2034 | 4 | 9085.36 | 874.04 | 9959.4 |  |  | 0 | 0
ATSI ZONE | 2034 | 5 | 9891.06 | 978.5 | 10869.56 |  |  | 0 | 0
ATSI ZONE | 2034 | 6 | 11232.62 | 1010.3 | 12242.92 | 1 |  | 0 | 0
ATSI ZONE | 2034 | 7 | 12139.78 | 999.88 | 13139.67 | 1 |  | 0 | 0
ATSI ZONE | 2034 | 8 | 11919.48 | 1036.36 | 12955.84 | 1 |  | 0 | 0
ATSI ZONE | 2034 | 9 | 10915.81 | 1001.28 | 11917.1 | 1 |  | 0 | 0
ATSI ZONE | 2034 | 10 | 9050.08 | 920.58 | 9970.66 |  |  | 0 | 0
ATSI ZONE | 2034 | 11 | 8782.38 | 881.21 | 9663.59 |  |  | 0 | 0
ATSI ZONE | 2034 | 12 |  |  |  |  | 1 | 0 | 0
ATSI ZONE | 2036 | 1 |  |  |  |  | 1 | 0 | 0
ATSI ZONE | 2035 | 2 |  |  |  |  | 1 | 0 | 0
ATSI ZONE | 2035 | 3 |  |  |  |  | 1 | 0 | 0
ATSI ZONE | 2035 | 4 | [5 empty] | 0 | 0
ATSI ZONE | 2035 | 5 | [5 empty] | 0 | 0
ATSI ZONE | 2035 | 6 |  |  |  | 1 |  | 0 | 0
ATSI ZONE | 2035 | 7 |  |  |  | 1 |  | 0 | 0
ATSI ZONE | 2035 | 8 |  |  |  | 1 |  | 0 | 0
ATSI ZONE | 2035 | 9 |  |  |  | 1 |  | 0 | 0
ATSI ZONE | 2035 | 10 | [5 empty] | 0 | 0
ATSI ZONE | 2035 | 11 | [5 empty] | 0 | 0
ATSI ZONE | 2035 | 12 |  |  |  |  | 1 | 0 | 0
ATSI ZONE | 2037 | 1 |  |  |  |  | 1 | 0 | 0
ATSI ZONE | 2036 | 2 |  |  |  |  | 1 | 0 | 0
ATSI ZONE | 2036 | 3 |  |  |  |  | 1 | 0 | 0
ATSI ZONE | 2036 | 4 | [5 empty] | 0 | 0
ATSI ZONE | 2036 | 5 | [5 empty] | 0 | 0
ATSI ZONE | 2036 | 6 |  |  |  | 1 |  | 0 | 0
ATSI ZONE | 2036 | 7 |  |  |  | 1 |  | 0 | 0
ATSI ZONE | 2036 | 8 |  |  |  | 1 |  | 0 | 0
ATSI ZONE | 2036 | 9 |  |  |  | 1 |  | 0 | 0
ATSI ZONE | 2036 | 10 | [5 empty] | 0 | 0
ATSI ZONE | 2036 | 11 | [5 empty] | 0 | 0
ATSI ZONE | 2036 | 12 |  |  |  |  | 1 | 0 | 0
ATSI ZONE | 2038 | 1 |  |  |  |  | 1 | 0 | 0
ATSI ZONE | 2037 | 2 |  |  |  |  | 1 | 0 | 0
ATSI ZONE | 2037 | 3 |  |  |  |  | 1 | 0 | 0
ATSI ZONE | 2037 | 4 | [5 empty] | 0 | 0
ATSI ZONE | 2037 | 5 | [5 empty] | 0 | 0
ATSI ZONE | 2037 | 6 |  |  |  | 1 |  | 0 | 0
ATSI ZONE | 2037 | 7 |  |  |  | 1 |  | 0 | 0
ATSI ZONE | 2037 | 8 |  |  |  | 1 |  | 0 | 0
ATSI ZONE | 2037 | 9 |  |  |  | 1 |  | 0 | 0
ATSI ZONE | 2037 | 10 | [5 empty] | 0 | 0
ATSI ZONE | 2037 | 11 | [5 empty] | 0 | 0
ATSI ZONE | 2037 | 12 |  |  |  |  | 1 | 0 | 0
Total OH | 2024 | 1 | 8347.12 | 934.8 | 9281.92 |  | 1 | 8347.12 | 9281.92
Total OH | 2023 | 2 | 8231.24 | 934.72 | 9165.96 |  | 1 | 8231.24 | 9165.96
Total OH | 2023 | 3 | 7991.02 | 890.17 | 8881.18 |  | 1 | 7991.02 | 8881.18
Total OH | 2023 | 4 | 8070.82 | 842.24 | 8913.06 |  |  | 0 | 0
Total OH | 2023 | 5 | 8883.46 | 936.21 | 9819.67 |  |  | 0 | 0
Total OH | 2023 | 6 | 10236.26 | 969.53 | 11205.79 | 1 |  | 0 | 0
Total OH | 2023 | 7 | 10773.08 | 964.56 | 11737.64 | 1 |  | 0 | 0
Total OH | 2023 | 8 | 10539.72 | 998.51 | 11538.22 | 1 |  | 0 | 0
Total OH | 2023 | 9 | 9531.86 | 966.59 | 10498.45 | 1 |  | 0 | 0
Total OH | 2023 | 10 | 7999.66 | 884.97 | 8884.62 |  |  | 0 | 0
Total OH | 2023 | 11 | 7829.76 | 846.35 | 8676.11 |  |  | 0 | 0
Total OH | 2023 | 12 | 8229.33 | 895.17 | 9124.5 |  | 1 | 8229.33 | 9124.5
Total OH | 2025 | 1 | 8400.45 | 937.89 | 9338.34 |  | 1 | 8400.45 | 9338.34
Total OH | 2024 | 2 | 8289.93 | 934.02 | 9223.95 |  | 1 | 8289.93 | 9223.95
Total OH | 2024 | 3 | 8017.3 | 894.77 | 8912.07 |  | 1 | 8017.3 | 8912.07
Total OH | 2024 | 4 | 8128.69 | 841.67 | 8970.36 |  |  | 0 | 0
Total OH | 2024 | 5 | 8924.44 | 938.39 | 9862.83 |  |  | 0 | 0
Total OH | 2024 | 6 | 10209.53 | 971.6 | 11181.13 | 1 |  | 0 | 0
Total OH | 2024 | 7 | 10797.58 | 966.75 | 11764.33 | 1 |  | 0 | 0
Total OH | 2024 | 8 | 10566.88 | 996.72 | 11563.61 | 1 |  | 0 | 0
Total OH | 2024 | 9 | 9584.18 | 959.82 | 10544 | 1 |  | 0 | 0
Total OH | 2024 | 10 | 7997.38 | 882.41 | 8879.79 |  |  | 0 | 0
Total OH | 2024 | 11 | 7841.29 | 847.67 | 8688.96 |  |  | 0 | 0
Total OH | 2024 | 12 | 8230.58 | 897.41 | 9127.99 |  | 1 | 8230.58 | 9127.99
Total OH | 2026 | 1 | 8425.99 | 934.77 | 9360.76 |  | 1 | 8425.99 | 9360.76
Total OH | 2025 | 2 | 8305.55 | 927.89 | 9233.44 |  | 1 | 8305.55 | 9233.44
Total OH | 2025 | 3 | 8042 | 890.58 | 8932.58 |  | 1 | 8042 | 8932.58
Total OH | 2025 | 4 | 8166.74 | 839.85 | 9006.59 |  |  | 0 | 0
Total OH | 2025 | 5 | 8930.12 | 938.4 | 9868.52 |  |  | 0 | 0
Total OH | 2025 | 6 | 10167.57 | 971.64 | 11139.21 | 1 |  | 0 | 0
Total OH | 2025 | 7 | 10809.1 | 966.72 | 11775.82 | 1 |  | 0 | 0
Total OH | 2025 | 8 | 10592.49 | 996.71 | 11589.2 | 1 |  | 0 | 0
Total OH | 2025 | 9 | 9630.37 | 959.88 | 10590.25 | 1 |  | 0 | 0
Total OH | 2025 | 10 | 8043.42 | 882.56 | 8925.98 |  |  | 0 | 0
Total OH | 2025 | 11 | 7863.53 | 847.65 | 8711.18 |  |  | 0 | 0
Total OH | 2025 | 12 | 8263.35 | 896.48 | 9159.83 |  | 1 | 8263.35 | 9159.83
Total OH | 2027 | 1 | 8456.01 | 931.64 | 9387.65 |  | 1 | 8456.01 | 9387.65
Total OH | 2026 | 2 | 8334.31 | 924.1 | 9258.41 |  | 1 | 8334.31 | 9258.41
Total OH | 2026 | 3 | 8063.92 | 887.87 | 8951.79 |  | 1 | 8063.92 | 8951.79
Total OH | 2026 | 4 | 8193.53 | 838.74 | 9032.27 |  |  | 0 | 0
Total OH | 2026 | 5 | 8933.9 | 938.41 | 9872.3 |  |  | 0 | 0
Total OH | 2026 | 6 | 10145.22 | 971.69 | 11116.9 | 1 |  | 0 | 0
Total OH | 2026 | 7 | 10838.76 | 966.74 | 11805.5 | 1 |  | 0 | 0
Total OH | 2026 | 8 | 10621.15 | 996.75 | 11617.89 | 1 |  | 0 | 0
Total OH | 2026 | 9 | 9678.4 | 959.94 | 10638.34 | 1 |  | 0 | 0
Total OH | 2026 | 10 | 8083.41 | 882.76 | 8966.17 |  |  | 0 | 0
Total OH | 2026 | 11 | 7885.83 | 847.35 | 8733.18 |  |  | 0 | 0
Total OH | 2026 | 12 | 8281.57 | 895.46 | 9177.03 |  | 1 | 8281.57 | 9177.03
Total OH | 2028 | 1 | 8481.05 | 928.53 | 9409.59 |  | 1 | 8481.05 | 9409.59
Total OH | 2027 | 2 | 8353.77 | 920.48 | 9274.25 |  | 1 | 8353.77 | 9274.25
Total OH | 2027 | 3 | 8082.58 | 884.23 | 8966.81 |  | 1 | 8082.58 | 8966.81
Total OH | 2027 | 4 | 8215.34 | 837.62 | 9052.96 |  |  | 0 | 0
Total OH | 2027 | 5 | 8911.57 | 938.48 | 9850.05 |  |  | 0 | 0
Total OH | 2027 | 6 | 10147.87 | 971.82 | 11119.69 | 1 |  | 0 | 0
Total OH | 2027 | 7 | 10881.5 | 966.89 | 11848.39 | 1 |  | 0 | 0
Total OH | 2027 | 8 | 10691.05 | 996.86 | 11687.91 | 1 |  | 0 | 0
Total OH | 2027 | 9 | 9759.13 | 960.09 | 10719.22 | 1 |  | 0 | 0
Total OH | 2027 | 10 | 8183.93 | 883.01 | 9066.94 |  |  | 0 | 0
Total OH | 2027 | 11 | 7902.17 | 846.28 | 8748.45 |  |  | 0 | 0
Total OH | 2027 | 12 | 8312.25 | 893.85 | 9206.09 |  | 1 | 8312.25 | 9206.09
Total OH | 2029 | 1 | 8514.09 | 925.33 | 9439.43 |  | 1 | 8514.09 | 9439.43
Total OH | 2028 | 2 | 8393.28 | 917.56 | 9310.83 |  | 1 | 8393.28 | 9310.83
Total OH | 2028 | 3 | 8119.02 | 882.06 | 9001.08 |  | 1 | 8119.02 | 9001.08
Total OH | 2028 | 4 | 8245.25 | 836.62 | 9081.86 |  |  | 0 | 0
Total OH | 2028 | 5 | 8955.04 | 938.44 | 9893.48 |  |  | 0 | 0
Total OH | 2028 | 6 | 10167.28 | 971.76 | 11139.04 | 1 |  | 0 | 0
Total OH | 2028 | 7 | 10918.75 | 966.82 | 11885.57 | 1 |  | 0 | 0
Total OH | 2028 | 8 | 10708.16 | 996.83 | 11704.99 | 1 |  | 0 | 0
Total OH | 2028 | 9 | 9777.86 | 960.07 | 10737.93 | 1 |  | 0 | 0
Total OH | 2028 | 10 | 8161.89 | 883.05 | 9044.94 |  |  | 0 | 0
Total OH | 2028 | 11 | 7912.47 | 845.83 | 8758.3 |  |  | 0 | 0
Total OH | 2028 | 12 | 8314.68 | 892.45 | 9207.14 |  | 1 | 8314.68 | 9207.14
Total OH | 2030 | 1 | 8518.22 | 922.91 | 9441.13 |  | 1 | 8518.22 | 9441.13
Total OH | 2029 | 2 | 8394.4 | 915.15 | 9309.55 |  | 1 | 8394.4 | 9309.55
Total OH | 2029 | 3 | 8121.11 | 879.84 | 9000.95 |  | 1 | 8121.11 | 9000.95
Total OH | 2029 | 4 | 8250.14 | 835.83 | 9085.97 |  |  | 0 | 0
Total OH | 2029 | 5 | 8954.32 | 938.44 | 9892.76 |  |  | 0 | 0
Total OH | 2029 | 6 | 10162.44 | 971.77 | 11134.21 | 1 |  | 0 | 0
Total OH | 2029 | 7 | 10934.3 | 966.83 | 11901.13 | 1 |  | 0 | 0
Total OH | 2029 | 8 | 10730.28 | 996.88 | 11727.16 | 1 |  | 0 | 0
Total OH | 2029 | 9 | 9809.71 | 960.13 | 10769.84 | 1 |  | 0 | 0
Total OH | 2029 | 10 | 8185.04 | 883.18 | 9068.22 |  |  | 0 | 0
Total OH | 2029 | 11 | 7919.8 | 845.32 | 8765.12 |  |  | 0 | 0
Total OH | 2029 | 12 | 8323 | 891.38 | 9214.38 |  | 1 | 8323 | 9214.38
Total OH | 2031 | 1 | 8526.74 | 920.93 | 9447.67 |  | 1 | 8526.74 | 9447.67
Total OH | 2030 | 2 | 8403.62 | 913.26 | 9316.88 |  | 1 | 8403.62 | 9316.88
Total OH | 2030 | 3 | 8130.65 | 878.15 | 9008.8 |  | 1 | 8130.65 | 9008.8
Total OH | 2030 | 4 | 8258.67 | 835.27 | 9093.94 |  |  | 0 | 0
Total OH | 2030 | 5 | 8957.39 | 938.45 | 9895.83 |  |  | 0 | 0
Total OH | 2030 | 6 | 10169.34 | 971.79 | 11141.13 | 1 |  | 0 | 0
Total OH | 2030 | 7 | 10958.64 | 966.85 | 11925.49 | 1 |  | 0 | 0
Total OH | 2030 | 8 | 10755.69 | 996.9 | 11752.59 | 1 |  | 0 | 0
Total OH | 2030 | 9 | 9841.5 | 960.2 | 10801.7 | 1 |  | 0 | 0
Total OH | 2030 | 10 | 8200.93 | 883.36 | 9084.29 |  |  | 0 | 0
Total OH | 2030 | 11 | 7938.77 | 845.08 | 8783.85 |  |  | 0 | 0
Total OH | 2030 | 12 | 8338.66 | 890.7 | 9229.36 |  | 1 | 8338.66 | 9229.36
Total OH | 2032 | 1 | 8542.56 | 919.69 | 9462.25 |  | 1 | 8542.56 | 9462.25
Total OH | 2031 | 2 | 8415.77 | 911.91 | 9327.68 |  | 1 | 8415.77 | 9327.68
Total OH | 2031 | 3 | 8142.7 | 876.47 | 9019.17 |  | 1 | 8142.7 | 9019.17
Total OH | 2031 | 4 | 8268.51 | 834.75 | 9103.27 |  |  | 0 | 0
Total OH | 2031 | 5 | 8936.99 | 938.52 | 9875.51 |  |  | 0 | 0
Total OH | 2031 | 6 | 10183.52 | 971.94 | 11155.46 | 1 |  | 0 | 0
Total OH | 2031 | 7 | 10995.62 | 966.99 | 11962.61 | 1 |  | 0 | 0
Total OH | 2031 | 8 | 10821.59 | 997.08 | 11818.67 | 1 |  | 0 | 0
Total OH | 2031 | 9 | 9917.29 | 960.39 | 10877.68 | 1 |  | 0 | 0
Total OH | 2031 | 10 | 8288.56 | 883.55 | 9172.1 |  |  | 0 | 0
Total OH | 2031 | 11 | 7952.78 | 844.22 | 8797 |  |  | 0 | 0
Total OH | 2031 | 12 | 8365.09 | 889.83 | 9254.92 |  | 1 | 8365.09 | 9254.92
Total OH | 2033 | 1 | 8571.73 | 918.14 | 9489.87 |  | 1 | 8571.73 | 9489.87
Total OH | 2032 | 2 | 8451.55 | 910.65 | 9362.2 |  | 1 | 8451.55 | 9362.2
Total OH | 2032 | 3 | 8178.8 | 875.79 | 9054.59 |  | 1 | 8178.8 | 9054.59
Total OH | 2032 | 4 | 8294.98 | 834.17 | 9129.16 |  |  | 0 | 0
Total OH | 2032 | 5 | 8988.72 | 938.49 | 9927.21 |  |  | 0 | 0
Total OH | 2032 | 6 | 10231.37 | 971.89 | 11203.26 | 1 |  | 0 | 0
Total OH | 2032 | 7 | 11041.8 | 966.91 | 12008.71 | 1 |  | 0 | 0
Total OH | 2032 | 8 | 10852.74 | 996.99 | 11849.73 | 1 |  | 0 | 0
Total OH | 2032 | 9 | 9923 | 960.31 | 10883.31 | 1 |  | 0 | 0
Total OH | 2032 | 10 | 8269.97 | 883.75 | 9153.71 |  |  | 0 | 0
Total OH | 2032 | 11 | 7974.56 | 844.01 | 8818.57 |  |  | 0 | 0
Total OH | 2032 | 12 | 8381.5 | 889.16 | 9270.66 |  | 1 | 8381.5 | 9270.66
Total OH | 2034 | 1 | 8587.14 | 916.96 | 9504.1 |  | 1 | 8587.14 | 9504.1
Total OH | 2033 | 2 | 8464.69 | 909.34 | 9374.03 |  | 1 | 8464.69 | 9374.03
Total OH | 2033 | 3 | 8194.71 | 874.5 | 9069.2 |  | 1 | 8194.71 | 9069.2
Total OH | 2033 | 4 | 8321.46 | 833.73 | 9155.19 |  |  | 0 | 0
Total OH | 2033 | 5 | 9020.66 | 938.54 | 9959.2 |  |  | 0 | 0
Total OH | 2033 | 6 | 10286.99 | 971.37 | 11258.36 | 1 |  | 0 | 0
Total OH | 2033 | 7 | 11098.38 | 966.17 | 12064.55 | 1 |  | 0 | 0
Total OH | 2033 | 8 | 10925.39 | 996.34 | 11921.73 | 1 |  | 0 | 0
Total OH | 2033 | 9 | 9983.01 | 960.42 | 10943.43 | 1 |  | 0 | 0
Total OH | 2033 | 10 | 8309.8 | 883.89 | 9193.69 |  |  | 0 | 0
Total OH | 2033 | 11 | 8007.98 | 843.59 | 8851.57 |  |  | 0 | 0
Total OH | 2033 | 12 | 8416.37 | 888.62 | 9304.99 |  | 1 | 8416.37 | 9304.99
Total OH | 2035 | 1 | 8623.03 | 916.16 | 9539.19 |  | 1 | 8623.03 | 9539.19
Total OH | 2034 | 2 | 8500.86 | 908.6 | 9409.46 |  | 1 | 8500.86 | 9409.46
Total OH | 2034 | 3 | 8230.39 | 873.71 | 9104.1 |  | 1 | 8230.39 | 9104.1
Total OH | 2034 | 4 | 8355.27 | 833.19 | 9188.45 |  |  | 0 | 0
Total OH | 2034 | 5 | 9082.14 | 938.65 | 10020.79 |  |  | 0 | 0
Total OH | 2034 | 6 | 10340.31 | 971.45 | 11311.76 | 1 |  | 0 | 0
Total OH | 2034 | 7 | 11176.09 | 966.28 | 12142.37 | 1 |  | 0 | 0
Total OH | 2034 | 8 | 10982.76 | 996.39 | 11979.15 | 1 |  | 0 | 0
Total OH | 2034 | 9 | 10045.81 | 960.52 | 11006.33 | 1 |  | 0 | 0
Total OH | 2034 | 10 | 8357.66 | 884.18 | 9241.85 |  |  | 0 | 0
Total OH | 2034 | 11 | 8053.46 | 843.39 | 8896.85 |  |  | 0 | 0
Total OH | 2034 | 12 |  |  |  |  | 1 | 0 | 0
Total OH | 2036 | 1 |  |  |  |  | 1 | 0 | 0
Total OH | 2035 | 2 |  |  |  |  | 1 | 0 | 0
Total OH | 2035 | 3 |  |  |  |  | 1 | 0 | 0
Total OH | 2035 | 4 | [5 empty] | 0 | 0
Total OH | 2035 | 5 | [5 empty] | 0 | 0
Total OH | 2035 | 6 |  |  |  | 1 |  | 0 | 0
Total OH | 2035 | 7 |  |  |  | 1 |  | 0 | 0
Total OH | 2035 | 8 |  |  |  | 1 |  | 0 | 0
Total OH | 2035 | 9 |  |  |  | 1 |  | 0 | 0
Total OH | 2035 | 10 | [5 empty] | 0 | 0
Total OH | 2035 | 11 | [5 empty] | 0 | 0
Total OH | 2035 | 12 |  |  |  |  | 1 | 0 | 0
Total OH | 2037 | 1 |  |  |  |  | 1 | 0 | 0
Total OH | 2036 | 2 |  |  |  |  | 1 | 0 | 0
Total OH | 2036 | 3 |  |  |  |  | 1 | 0 | 0
Total OH | 2036 | 4 | [5 empty] | 0 | 0
Total OH | 2036 | 5 | [5 empty] | 0 | 0
Total OH | 2036 | 6 |  |  |  | 1 |  | 0 | 0
Total OH | 2036 | 7 |  |  |  | 1 |  | 0 | 0
Total OH | 2036 | 8 |  |  |  | 1 |  | 0 | 0
Total OH | 2036 | 9 |  |  |  | 1 |  | 0 | 0
Total OH | 2036 | 10 | [5 empty] | 0 | 0
Total OH | 2036 | 11 | [5 empty] | 0 | 0
Total OH | 2036 | 12 |  |  |  |  | 1 | 0 | 0
Total OH | 2038 | 1 |  |  |  |  | 1 | 0 | 0
Total OH | 2037 | 2 |  |  |  |  | 1 | 0 | 0
Total OH | 2037 | 3 |  |  |  |  | 1 | 0 | 0
Total OH | 2037 | 4 | [5 empty] | 0 | 0
Total OH | 2037 | 5 | [5 empty] | 0 | 0
Total OH | 2037 | 6 |  |  |  | 1 |  | 0 | 0
Total OH | 2037 | 7 |  |  |  | 1 |  | 0 | 0
Total OH | 2037 | 8 |  |  |  | 1 |  | 0 | 0
Total OH | 2037 | 9 |  |  |  | 1 |  | 0 | 0
Total OH | 2037 | 10 | [5 empty] | 0 | 0
Total OH | 2037 | 11 | [5 empty] | 0 | 0
Total OH | 2037 | 12 |  |  |  |  | 1 | 0 | 0

## FPR from PJM Reserve Requiremnt
| Delivery Year | Recommended FPR | Reserve %
2024 | June 2024 - May 2025 | 1.117 | 11.7%
2025 | June 2025 - May 2026 | 1.1171 | 11.71%
2026 | June 2026 - May 2027 | 1.1172 | 11.72%
2027 | June 2027 - May 2028 | 1.1186 | 11.86%
Use last FRP For the rest of the years
SEE BELOW PAGE 9/10

## Summary for D-1
|  |  | Year | Residential | Commercial | Industrial | Transportation | Other | EE &PDR | Total End User | Losses | Net Energy for load
OE01 | OE | -5 | 2019 | 9258000 | 6345000 | 7699000 | 0 | 139000 |  | 23441000 | 1499000 | 24940000
OE01 | OE | -4 | 2020 | 9434000 | 5919000 | 7026000 | 0 | 134000 |  | 22511000 | 1480000 | 23991000
OE01 | OE | -3 | 2021 | 9485000 | 6132000 | 7458000 | 0 | 135000 |  | 23210000 | 1553000 | 24763000
OE01 | OE | -2 | 2022 | 9533000 | 6099000 | 7869000 | 0 | 133000 |  | 23634000 | 1362000 | 24996000
OE01 | OE | -1 | 2023 | 8887000 | 5928000 | 8553000 | 0 | 132000 |  | 23500000 | 1476000 | 24976000
OE01 | OE | 0 | 2024 | 9572000 | 6219000 | 7649000 | 0 | 111000 | 0 | 23552000 | 1739000 | 25291000
OE01 | OE | 1 | 2025 | 9666000 | 6173000 | 7721000 | 0 | 111000 | 0 | 23671000 | 1748000 | 25419000
OE01 | OE | 2 | 2026 | 9802000 | 6130000 | 7760000 | 0 | 111000 | 0 | 23803000 | 1758000 | 25561000
OE01 | OE | 3 | 2027 | 9943000 | 6088000 | 7774000 | 0 | 111000 | 0 | 23916000 | 1768000 | 25684000
OE01 | OE | 4 | 2028 | 10118000 | 6063000 | 7772000 | 0 | 111000 | 0 | 24065000 | 1783000 | 25848000
OE01 | OE | 5 | 2029 | 10243000 | 6013000 | 7766000 | 0 | 111000 | 0 | 24133000 | 1789000 | 25922000
OE01 | OE | 6 | 2030 | 10382000 | 5958000 | 7751000 | 0 | 111000 | 0 | 24202000 | 1796000 | 25998000
OE01 | OE | 7 | 2031 | 10527000 | 5907000 | 7727000 | 0 | 111000 | 0 | 24272000 | 1804000 | 26076000
OE01 | OE | 8 | 2032 | 10708000 | 5879000 | 7703000 | 0 | 111000 | 0 | 24401000 | 1818000 | 26219000
OE01 | OE | 9 | 2033 | 10840000 | 5831000 | 7683000 | 0 | 111000 | 0 | 24465000 | 1824000 | 26289000
OE01 | OE | 10 | 2034 | 11016000 | 5809000 | 7661000 | 0 | 111000 | 0 | 24597000 | 1838000 | 26435000
CE01 | CEI | -5 | 2019 | 5399000 | 6206000 | 6309000 | 0 | 140000 |  | 18054000 | 1091000 | 19145000
CE01 | CEI | -4 | 2020 | 5574000 | 5758000 | 5674000 | 0 | 133000 |  | 17140000 | 1119000 | 18259000
CE01 | CEI | -3 | 2021 | 5639000 | 5751000 | 6035000 | 0 | 139000 |  | 17563000 | 1228000 | 18791000
CE01 | CEI | -2 | 2022 | 5591000 | 5800000 | 6195000 | 0 | 133000 |  | 17719000 | 993000 | 18712000
CE01 | CEI | -1 | 2023 | 5129000 | 5568000 | 6214000 | 0 | 131000 |  | 17042000 | 1010000 | 18052000
CE01 | CEI | 0 | 2024 | 5608000 | 5874000 | 5996000 | 0 | 91000 | 0 | 17569000 | 1253000 | 18822000
CE01 | CEI | 1 | 2025 | 5633000 | 5822000 | 6027000 | 0 | 90000 | 0 | 17572000 | 1251000 | 18823000
CE01 | CEI | 2 | 2026 | 5682000 | 5772000 | 6030000 | 0 | 89000 | 0 | 17572000 | 1251000 | 18823000
CE01 | CEI | 3 | 2027 | 5730000 | 5723000 | 6019000 | 0 | 87000 | 0 | 17559000 | 1251000 | 18810000
CE01 | CEI | 4 | 2028 | 5802000 | 5690000 | 5999000 | 0 | 86000 | 0 | 17577000 | 1254000 | 18831000
CE01 | CEI | 5 | 2029 | 5839000 | 5634000 | 5977000 | 0 | 85000 | 0 | 17536000 | 1251000 | 18787000
CE01 | CEI | 6 | 2030 | 5885000 | 5573000 | 5949000 | 0 | 84000 | 0 | 17491000 | 1249000 | 18740000
CE01 | CEI | 7 | 2031 | 5932000 | 5517000 | 5922000 | 0 | 83000 | 0 | 17454000 | 1247000 | 18701000
CE01 | CEI | 8 | 2032 | 6003000 | 5483000 | 5894000 | 0 | 82000 | 0 | 17462000 | 1249000 | 18711000
CE01 | CEI | 9 | 2033 | 6044000 | 5429000 | 5868000 | 0 | 82000 | 0 | 17423000 | 1248000 | 18671000
CE01 | CEI | 10 | 2034 | 6115000 | 5400000 | 5842000 | 0 | 81000 | 0 | 17438000 | 1251000 | 18689000
TE01 | TE | -5 | 2019 | 2506000 | 1840000 | 5971000 | 0 | 52000 |  | 10369000 | 482000 | 10851000
TE01 | TE | -4 | 2020 | 2580000 | 1708000 | 5882000 | 0 | 47000 |  | 10217000 | 468000 | 10685000
TE01 | TE | -3 | 2021 | 2613000 | 1741000 | 6355000 | 0 | 37000 |  | 10746000 | 530000 | 11276000
TE01 | TE | -2 | 2022 | 2610000 | 1743000 | 6422000 | 0 | 33000 |  | 10808000 | 936000 | 11744000
TE01 | TE | -1 | 2023 | 2408000 | 1686000 | 6705000 | 0 | 31000 |  | 10830000 | 444000 | 11274000
TE01 | TE | 0 | 2024 | 2553000 | 1742000 | 7124000 | 0 | 29000 | 0 | 11448000 | 590000 | 12038000
TE01 | TE | 1 | 2025 | 2560000 | 1718000 | 7210000 | 0 | 29000 | 0 | 11517000 | 590000 | 12107000
TE01 | TE | 2 | 2026 | 2578000 | 1700000 | 7269000 | 0 | 30000 | 0 | 11577000 | 592000 | 12169000
TE01 | TE | 3 | 2027 | 2597000 | 1683000 | 7315000 | 0 | 30000 | 0 | 11625000 | 593000 | 12218000
TE01 | TE | 4 | 2028 | 2625000 | 1670000 | 7360000 | 0 | 30000 | 0 | 11684000 | 596000 | 12280000
TE01 | TE | 5 | 2029 | 2639000 | 1650000 | 7400000 | 0 | 30000 | 0 | 11720000 | 596000 | 12316000
TE01 | TE | 6 | 2030 | 2657000 | 1630000 | 7433000 | 0 | 30000 | 0 | 11749000 | 597000 | 12346000
TE01 | TE | 7 | 2031 | 2675000 | 1611000 | 7465000 | 0 | 30000 | 0 | 11780000 | 598000 | 12378000
TE01 | TE | 8 | 2032 | 2700000 | 1597000 | 7501000 | 0 | 30000 | 0 | 11828000 | 601000 | 12429000
TE01 | TE | 9 | 2033 | 2714000 | 1580000 | 7545000 | 0 | 30000 | 0 | 11869000 | 601000 | 12470000
TE01 | TE | 10 | 2034 | 2740000 | 1569000 | 7589000 | 0 | 30000 | 0 | 11928000 | 603000 | 12531000
PP01 | PPC | -5 | 2019 | 1638000 | 1080000 | 1943000 | 0 | 3000 |  | 4664000 | 215000 | 4879000
PP01 | PPC | -4 | 2020 | 1674000 | 668000 | 1926000 | 0 | 3000 |  | 4272000 | 228000 | 4500000
PP01 | PPC | -3 | 2021 | 1663000 | 706000 | 2063000 | 0 | 3000 |  | 4435000 | 262000 | 4697000
PP01 | PPC | -2 | 2022 | 1683000 | 690000 | 2213000 | 0 | 3000 |  | 4590000 | 211000 | 4801000
PP01 | PPC | -1 | 2023 | 1559000 | 644000 | 2225000 | 0 | 3000 |  | 4431000 | 159000 | 4590000
PP01 | PPC | 0 | 2024 | 1722000 | 686000 | 2239000 | 0 | 3000 | 0 | 4650000 | 322000 | 4972000
PP01 | PPC | 1 | 2025 | 1718000 | 671000 | 2273000 | 0 | 3000 | 0 | 4665000 | 323000 | 4988000
PP01 | PPC | 2 | 2026 | 1723000 | 663000 | 2299000 | 0 | 3000 | 0 | 4688000 | 324000 | 5012000
PP01 | PPC | 3 | 2027 | 1735000 | 664000 | 2323000 | 0 | 3000 | 0 | 4725000 | 326000 | 5051000
PP01 | PPC | 4 | 2028 | 1754000 | 668000 | 2343000 | 0 | 3000 | 0 | 4768000 | 329000 | 5097000
PP01 | PPC | 5 | 2029 | 1766000 | 666000 | 2358000 | 0 | 3000 | 0 | 4793000 | 331000 | 5124000
PP01 | PPC | 6 | 2030 | 1785000 | 662000 | 2369000 | 0 | 3000 | 0 | 4819000 | 332000 | 5151000
PP01 | PPC | 7 | 2031 | 1803000 | 657000 | 2376000 | 0 | 3000 | 0 | 4839000 | 334000 | 5173000
PP01 | PPC | 8 | 2032 | 1828000 | 658000 | 2382000 | 0 | 3000 | 0 | 4871000 | 337000 | 5208000
PP01 | PPC | 9 | 2033 | 1842000 | 653000 | 2391000 | 0 | 3000 | 0 | 4889000 | 338000 | 5227000
PP01 | PPC | 10 | 2034 | 1864000 | 654000 | 2397000 | 0 | 3000 | 0 | 4918000 | 339000 | 5257000
Note on M9: Author: The actuals come from the "System Load" tabs of the previous years LTFR files, 25,951,000 comes form the 2019 LTFR which shows 2018 actuals

## Actual By Class
YEAR | MONTH | YRMO | OE01R | OE01C | OE01I | OE01O | OE01TOT | CE01R | CE01C | CE01I | CE01O | CE01TOT | TE01R | TE01C | TE01I | TE01O | TE01TOT | PP01R | PP01C | PP01I | PP01O | PP01TOT
2014 | 1 | 201401 | 1017944.675 | 584713.933 | 720242.545 | 12220.467 | 2335121.62 | 592962.376 | 576293.821 | 571896.391 | 12021.312 | 1753173.9 | 270040.777 | 173188.002 | 492396.129 | 4364.782 | 939989.69 | 216240.18 | 127124.717 | 148075.445 | 520.765 | 491961.107
2014 | 2 | 201402 | 881761.062 | 536574.315 | 686244.383 | 10893.648 | 2115473.408 | 513857.086 | 528705.958 | 516827.832 | 11969.884 | 1571360.76 | 242018.695 | 160416.221 | 472334.001 | 4181.026 | 878949.943 | 162168.457 | 112425.775 | 119730.59 | 474.932 | 394799.754
2014 | 3 | 201403 | 922925.513 | 593653.205 | 731519.307 | 10677.29 | 2258775.315 | 542940.648 | 586181.543 | 573305.161 | 11896.879 | 1714324.231 | 242417.946 | 176756.148 | 507471.733 | 4269.509 | 930915.336 | 178777.937 | 126432.438 | 135426.054 | 474.931 | 441111.36
2014 | 4 | 201404 | 596395.746 | 462414.219 | 669717.009 | 11632.467 | 1740159.441 | 369436.657 | 470475.168 | 525763.018 | 11840.072 | 1377514.915 | 164067.304 | 145966.562 | 477113.725 | 4224.455 | 791372.046 | 114877.856 | 100766.795 | 137053.298 | 520.842 | 353218.791
2014 | 5 | 201405 | 656635.455 | 553699.956 | 720597.089 | 11775.433 | 1942707.933 | 399978.135 | 550804.99 | 524523.313 | 11772.494 | 1487078.932 | 191948.766 | 151967.189 | 506216.374 | 4281.389 | 854413.718 | 117100.126 | 108491.465 | 142504.206 | 520.981 | 368616.778
2014 | 6 | 201406 | 752775.165 | 612496.5 | 746888.469 | 11593.222 | 2123753.356 | 442682.038 | 583502.269 | 559243.727 | 12164.408 | 1597592.442 | 203506.301 | 187151.592 | 523112.005 | 4264.412 | 918034.31 | 119095.644 | 110788.337 | 133876.24 | 519.623 | 364279.844
2014 | 7 | 201407 | 807913.581 | 593209.099 | 748097.016 | 11456.761 | 2160676.457 | 469911.424 | 593599.912 | 573887.132 | 12665.139 | 1650063.607 | 218146.029 | 182580.297 | 511460.343 | 4581.477 | 916768.146 | 140055.281 | 118274.798 | 134646.156 | 519.656 | 393495.891
2014 | 8 | 201408 | 798121.386 | 601876.742 | 775972.875 | 11618.806 | 2187589.809 | 516458.025 | 586509.092 | 556156.273 | 11882.93 | 1671006.32 | 244406.41 | 188191.202 | 536342.207 | 4174.61 | 973114.429 | 142293.496 | 129703.811 | 122920.739 | 519.657 | 395437.703
2014 | 9 | 201409 | 646260.794 | 535025.706 | 753835.851 | 11576.423 | 1946698.774 | 378450.875 | 535049.166 | 525511.362 | 11925.269 | 1450936.672 | 158080.77 | 154413.89 | 516858.19 | 4324.656 | 833677.506 | 105402.986 | 106702.042 | 130837.129 | 519.459 | 343461.616
2014 | 10 | 201410 | 599424.202 | 525810.636 | 770517.034 | 11702.19 | 1907454.062 | 374133.639 | 517572.259 | 533807.943 | 11882.226 | 1437396.067 | 158723.585 | 155979.871 | 481762.182 | 4304.041 | 800769.679 | 111085.143 | 106970.846 | 130488.245 | 519.375 | 349063.609
2014 | 11 | 201411 | 783198.817 | 543088.57 | 724223.431 | 11999.967 | 2062510.785 | 454302.205 | 513471.535 | 496355.098 | 11683.053 | 1475811.891 | 212282.282 | 164869.84 | 446847.385 | 4295.328 | 828294.835 | 142419.305 | 119345.325 | 128220.47 | 519.458 | 390504.558
2014 | 12 | 201412 | 889723.069 | 546309.04 | 698330.157 | 12008.989 | 2146371.255 | 493709.775 | 537832.159 | 503690.201 | 11809.702 | 1547041.837 | 231986.775 | 159712.361 | 481588.754 | 4297.242 | 877585.132 | 178832.174 | 114416.1 | 134776.483 | 511.991 | 428536.748
2015 | 1 | 201501 | 982586.298 | 595785.983 | 740743.311 | 11815.59 | 2330931.182 | 594131.467 | 578656.404 | 551345.912 | 11713.53 | 1735847.313 | 266896.487 | 172947.537 | 499837.545 | 4316.994 | 943998.563 | 187771.612 | 116026.643 | 138970.081 | 511.945 | 443280.281
2015 | 2 | 201502 | 972684.838 | 556664.742 | 671217.474 | 11905.981 | 2212473.035 | 557248.605 | 546747.489 | 512510.947 | 11879.458 | 1628386.499 | 260198.025 | 168961.691 | 459623.5 | 4276.338 | 893059.554 | 216065.441 | 143216.184 | 116862.91 | 511.61 | 476656.145
2015 | 3 | 201503 | 805799.022 | 562118.529 | 705525.731 | 13045.57 | 2086488.852 | 458273.353 | 559962.892 | 546935.676 | 11931.322 | 1577103.243 | 197991.571 | 162990.625 | 497828.055 | 4155.983 | 862966.234 | 152571.187 | 103154.766 | 126615.111 | 584.239 | 382925.303
2015 | 4 | 201504 | 603649.851 | 483326.396 | 676964.111 | 11759.766 | 1775700.124 | 362233.734 | 496273.14 | 501979.264 | 11348.96 | 1371835.098 | 166284.174 | 144834.143 | 479751.028 | 4330.438 | 795199.783 | 124467.583 | 103558.973 | 122874.317 | 512.113 | 351412.986
2015 | 5 | 201505 | 663892.203 | 550187.552 | 707938.272 | 11533.04 | 1933551.067 | 388500.792 | 546952.76 | 536392.527 | 12254.379 | 1484100.458 | 176016.888 | 154270.604 | 515210.433 | 4257.383 | 849755.308 | 112607.068 | 92217.339 | 141118.574 | 474.794 | 346417.775
2015 | 6 | 201506 | 747755.078 | 596876.415 | 722973.829 | 11490.614 | 2079095.936 | 442148.562 | 551272.464 | 545852.524 | 11466.301 | 1550739.851 | 189964.402 | 175746.456 | 495752.387 | 4200.067 | 865663.312 | 138954.47 | 93111.573 | 149679.509 | 480.403 | 382225.955
2015 | 7 | 201507 | 823198.014 | 588766.136 | 719587.754 | 11361.825 | 2142913.729 | 517535.914 | 585043.009 | 525802.22 | 11992.514 | 1640373.657 | 237126.544 | 184287.443 | 512077.216 | 4195.63 | 937686.833 | 133725.824 | 131347.501 | 101954.515 | 581.17 | 367609.01
2015 | 8 | 201508 | 838557.053 | 601056.916 | 706404.028 | 11949.038 | 2157967.035 | 512236.662 | 583356.206 | 556474.048 | 11542.502 | 1663609.418 | 222587.542 | 174038.405 | 525764.578 | 4337.302 | 926727.827 | 138726.844 | 108857.742 | 128306.891 | 512.148 | 376403.625
2015 | 9 | 201509 | 742383.625 | 563274.876 | 662983.565 | 11551.761 | 1980193.827 | 468877.31 | 566348.636 | 526181.774 | 11809.666 | 1573217.386 | 204872.8 | 175081.538 | 510739.211 | 4338.245 | 895031.794 | 118821.826 | 107064.139 | 119855.776 | 510.486 | 346252.227
2015 | 10 | 201510 | 596160.108 | 533832.98 | 689345.254 | 11663.636 | 1831001.978 | 357773.112 | 527913.057 | 519753.621 | 11460.401 | 1416900.191 | 166124.887 | 155479.975 | 513526.503 | 4332.472 | 839463.837 | 108224.891 | 108804.157 | 118175.956 | 510.486 | 335715.49
2015 | 11 | 201511 | 665120.801 | 511719.178 | 647374.473 | 11818.053 | 1836032.505 | 386885.705 | 488302.808 | 492416.839 | 11627.818 | 1379233.17 | 174895.149 | 153085.897 | 463501.907 | 4353.619 | 795836.572 | 121543.885 | 104144.123 | 111663.744 | 510.482 | 337862.234
2015 | 12 | 201512 | 779956.26 | 518490.146 | 614826.883 | 12028.448 | 1925301.737 | 444126.913 | 517112.503 | 507124.387 | 12276.281 | 1480640.084 | 205937.561 | 153589.766 | 485222.785 | 4371.746 | 849121.858 | 149764.476 | 109281.702 | 119842.243 | 509.857 | 379398.278
2016 | 1 | 201601 | 915578.456 | 556854.16 | 647666.227 | 11987.055 | 2132085.898 | 551540.723 | 554463.083 | 555364.239 | 11731.835 | 1673099.88 | 247966.505 | 167804.829 | 504567.163 | 4367.48 | 924705.977 | 175729.784 | 116334.365 | 123273.624 | 509.28 | 415847.053
2016 | 2 | 201602 | 804519.082 | 532684.342 | 626214.284 | 12074.902 | 1975492.61 | 448090.259 | 518964.583 | 510578.039 | 12027.646 | 1489660.527 | 208158.856 | 156159.39 | 476220.823 | 4276.558 | 844815.627 | 157737.845 | 118248.097 | 119346.748 | 487.778 | 395820.468
2016 | 3 | 201603 | 685107.987 | 525220.919 | 646918.954 | 11859.988 | 1869107.848 | 411891.638 | 544340.661 | 542486.205 | 11533.457 | 1510251.961 | 183385.443 | 154406.458 | 501267.488 | 4990.494 | 844049.883 | 130021.839 | 111084.923 | 126124.767 | 485.491 | 367717.02
2016 | 4 | 201604 | 637210.841 | 491529.771 | 640502.231 | 10937.571 | 1780180.414 | 382828.073 | 489880.488 | 509332.511 | 11870.541 | 1393911.613 | 172815.891 | 149126.97 | 488087.733 | 4305.713 | 814336.307 | 112551.548 | 99644.808 | 119519.82 | 447.218 | 332163.394
2016 | 5 | 201605 | 624992.901 | 548166.814 | 656187.651 | 11662.82 | 1841010.186 | 369280.24 | 528880.512 | 522342.141 | 11626.84 | 1432129.733 | 169080.382 | 163617.568 | 479226.934 | 4360.503 | 816285.387 | 113664.73 | 106206.022 | 129538.776 | 429.022 | 349838.55
2016 | 6 | 201606 | 771294.138 | 589383.52 | 666951.58 | 11830.478 | 2039459.716 | 474015.518 | 567961.777 | 535327.083 | 12153.628 | 1589458.006 | 213183.834 | 178028.742 | 476609.174 | 4370.19 | 872191.94 | 133788.486 | 116461.148 | 136363.712 | 407.762 | 387021.108
2016 | 7 | 201607 | 1003313.441 | 636827.387 | 687623.383 | 11886.777 | 2339650.988 | 634830.051 | 642875.878 | 537591.172 | 11677.108 | 1826974.209 | 291089.114 | 190847.552 | 514326.578 | 4191.954 | 1000455.198 | 158202.084 | 120631.584 | 128376.643 | 392.427 | 407602.738
2016 | 8 | 201608 | 1041820.118 | 674901.946 | 745974.645 | 11770.536 | 2474467.245 | 654675.429 | 645321.197 | 583868.984 | 11641.865 | 1895507.475 | 284791.517 | 196064.249 | 561018.408 | 4365.137 | 1046239.311 | 165491.278 | 124405.965 | 146149.119 | 380.43 | 436426.792
2016 | 9 | 201609 | 749897.303 | 576131.606 | 679025.409 | 10978.277 | 2016032.595 | 463113.317 | 568268.741 | 531185.975 | 11682.642 | 1574250.675 | 197917.519 | 172363.452 | 519594.211 | 4152.673 | 894027.855 | 134758.064 | 114458.115 | 134079.004 | 372.283 | 383667.466
2016 | 10 | 201610 | 590633.867 | 545587.33 | 673596.034 | 11113.841 | 1820931.072 | 346881.456 | 541530.256 | 512117.558 | 11518.759 | 1412048.029 | 160370.747 | 169206.641 | 517497.513 | 4501.847 | 851576.748 | 101042.648 | 103704.138 | 133159.154 | 361.867 | 338267.807
2016 | 11 | 201611 | 674947.453 | 511037.997 | 631414.285 | 11844.608 | 1829244.343 | 400278.399 | 504836.598 | 488532.567 | 10186.725 | 1403834.289 | 177168.812 | 150542.411 | 470920.468 | 4358.358 | 802990.049 | 119285.172 | 101938.384 | 133071.953 | 348.173 | 354643.682
2016 | 12 | 201612 | 929438.371 | 559515.766 | 608228.776 | 11927.183 | 2109110.096 | 531205.841 | 553493.865 | 520533.811 | 11568.135 | 1616801.652 | 254357.616 | 165779.212 | 506627.335 | 4347.043 | 931111.206 | 183559.386 | 121914.685 | 140258.723 | 332.09 | 446064.884
2017 | 1 | 201701 | 860981.425 | 550592.47 | 664734.051 | 12009.028 | 2088316.974 | 505755.516 | 543417.953 | 558809.765 | 11678.463 | 1619661.697 | 224117.101 | 162147.56 | 520378.694 | 4382.046 | 911025.401 | 158867.655 | 109950.514 | 149155.842 | 322.454 | 418296.465
2017 | 2 | 201702 | 704091.409 | 488620.596 | 608467.493 | 11784.079 | 1812963.577 | 412974.006 | 483088.19 | 503978.187 | 11610.097 | 1411650.48 | 187560.886 | 141801.298 | 465937.693 | 4347.181 | 799647.058 | 126407.944 | 102185.832 | 139432.836 | 318.158 | 368344.77
2017 | 3 | 201703 | 781795.966 | 560189.198 | 678689.652 | 11857.262 | 2032532.078 | 452851.049 | 539404.293 | 543415.312 | 11655.799 | 1547326.453 | 207577.081 | 156301.999 | 508142.912 | 4317.533 | 876339.525 | 149171.412 | 114892.706 | 145940.307 | 315.52 | 410319.945
2017 | 4 | 201704 | 556431.353 | 447784.8 | 640923.597 | 9741.441 | 1654881.191 | 355463.058 | 465400.773 | 557523.938 | 11577.167 | 1389964.936 | 153101.841 | 132867.003 | 481283.362 | 4339.685 | 771591.891 | 106108.721 | 99542.297 | 148262.98 | 311.544 | 354225.542
2017 | 5 | 201705 | 598354.783 | 526106.165 | 667477.239 | 11535.656 | 1803473.843 | 364972.785 | 507751.483 | 548223.69 | 11240.104 | 1432188.062 | 158106.671 | 147050.892 | 476118.329 | 4332.634 | 785608.526 | 103453.239 | 111843.59 | 142788.926 | 305.601 | 358391.356
2017 | 6 | 201706 | 760206.539 | 585481.451 | 691196.227 | 11557.616 | 2048441.833 | 459842.292 | 578498.426 | 530242.516 | 11732.478 | 1580315.712 | 206511.003 | 173441.1 | 506377.492 | 4368.841 | 890698.436 | 123896.373 | 105519.879 | 142560.812 | 302.382 | 372279.446
2017 | 7 | 201707 | 950798.811 | 609979.996 | 662455.341 | 11197.125 | 2234431.273 | 534579.148 | 585661.127 | 540507.383 | 15877.665 | 1676625.323 | 264485.213 | 176737.905 | 531644.897 | 4619.166 | 977487.181 | 155886.449 | 117282.476 | 143038.56 | 112.546 | 416320.031
2017 | 8 | 201708 | 795811.518 | 594525.289 | 715137.764 | 12124.216 | 2117598.787 | 505249.35 | 532672.377 | 614741.911 | 11589.236 | 1664252.874 | 219522.683 | 171356.927 | 531638.313 | 4323.372 | 926841.295 | 135421.69 | 112152.982 | 150951.602 | 321.412 | 398847.686
2017 | 9 | 201709 | 666947.783 | 550597.537 | 645875.04 | 11341.909 | 1874762.269 | 388726.831 | 543195.574 | 551045.599 | 11451.239 | 1494419.243 | 185503.184 | 176644.387 | 502779.519 | 4226.372 | 869153.462 | 105705.068 | 111371.885 | 141596.468 | 298.826 | 358972.247
2017 | 10 | 201710 | 594350.166 | 499065.063 | 692545.535 | 11112.416 | 1797073.18 | 365527.113 | 488282.775 | 557345.972 | 11893.571 | 1423049.431 | 160598.372 | 136061.832 | 527485.433 | 4412.168 | 828557.805 | 110397.609 | 102828.138 | 147984.229 | 286.587 | 361496.563
2017 | 11 | 201711 | 717527.533 | 511977.273 | 620464.536 | 12000.441 | 1861969.783 | 413470.053 | 511705.037 | 512473.497 | 11747.702 | 1449396.289 | 179709.853 | 148183.916 | 480905.741 | 4441.056 | 813240.566 | 130766.11 | 102195.533 | 143219.195 | 316.851 | 376497.689
2017 | 12 | 201712 | 943699.928 | 537966.515 | 591212.75 | 12633.031 | 2085512.224 | 547052.694 | 504406.502 | 538482.943 | 11781.475 | 1601723.614 | 263797.704 | 160758.302 | 501263.972 | 4337.028 | 930157.006 | 184504.723 | 112440.771 | 142726.048 | 258.625 | 439930.167
2018 | 1 | 201801 | 992832.779 | 588780.108 | 697583.64 | 11140.49 | 2290337.017 | 570190.706 | 562666.433 | 587247.737 | 11684.321 | 1731789.197 | 251498.579 | 167291.377 | 516417.159 | 4358.593 | 939565.708 | 189196.395 | 118148.149 | 154760.693 | 260.179 | 462365.416
2018 | 2 | 201802 | 750984.869 | 505188.448 | 615668.527 | 11514.742 | 1883356.586 | 417798.028 | 491232.668 | 515066.283 | 11073.903 | 1435170.882 | 202751.706 | 147904.741 | 469198.393 | 4249.788 | 824104.628 | 132892.366 | 107562.711 | 145727.966 | 284.289 | 386467.332
2018 | 3 | 201803 | 789690.877 | 532380.637 | 675035.177 | 12163.299 | 2009269.99 | 473552.144 | 524825.789 | 579857.253 | 12119.038 | 1590354.224 | 210029.919 | 151389.736 | 497571.904 | 4400.805 | 863392.364 | 154055.884 | 122590.866 | 160955.062 | 273.846 | 437875.658
2018 | 4 | 201804 | 678677.901 | 490205.267 | 641830.255 | 11635.408 | 1822348.831 | 380065.719 | 465010.71 | 528201.996 | 11665.226 | 1384943.651 | 179671.307 | 137566.031 | 467868.378 | 4501.742 | 789607.458 | 124923.332 | 105255.882 | 151624.042 | 270.827 | 382074.083
2018 | 5 | 201805 | 663194.703 | 581391.265 | 666887.83 | 11936.778 | 1923410.576 | 390369.082 | 545758.819 | 561878.507 | 11474.846 | 1509481.254 | 179170.43 | 168714.138 | 500747.807 | 4155.519 | 852787.894 | 112355.999 | 111973.955 | 151870.033 | 284.874 | 376484.861
2018 | 6 | 201806 | 781288.046 | 536707.682 | 688853.785 | 11073.408 | 2017922.921 | 473922.536 | 540307.149 | 569282.816 | 11749.153 | 1595261.654 | 220051.609 | 162806.193 | 506854.046 | 4443.507 | 894155.355 | 133732.372 | 110471.417 | 154262.702 | 259.457 | 398725.948
2018 | 7 | 201807 | 997966.875 | 610464.187 | 692970.72 | 10974.241 | 2312376.023 | 598002.236 | 592041.108 | 566246.169 | 11642.619 | 1767932.132 | 275836.662 | 175573.01 | 524791.512 | 4389.861 | 980591.045 | 159915.625 | 125482.387 | 154151.924 | 268.241 | 439818.177
2018 | 8 | 201808 | 908946.31 | 645982.631 | 736954.443 | 12084.083 | 2303967.467 | 591534.735 | 604165.574 | 581535.034 | 11490.626 | 1788725.969 | 265817.098 | 187360.799 | 540333.189 | 4225.057 | 997736.143 | 154872.418 | 116827.588 | 156168.558 | 293.106 | 428161.67
2018 | 9 | 201809 | 798070.916 | 524108.685 | 668198.642 | 11249.198 | 2001627.441 | 500697.107 | 526332.158 | 543330.609 | 11548.186 | 1581908.06 | 210262.017 | 148582.869 | 519561.712 | 4253.669 | 882660.267 | 132791.882 | 113986.013 | 153268.651 | 220.107 | 400266.653
2018 | 10 | 201810 | 679415.685 | 552132.743 | 689452.396 | 12331.706 | 1933332.53 | 361583.825 | 527449.78 | 533774.57 | 11918.881 | 1434727.056 | 176340.296 | 155594.96 | 528879.447 | 4419.266 | 865233.969 | 121036.579 | 109037.583 | 149349.612 | 315.528 | 379739.302
2018 | 11 | 201811 | 773559.597 | 500509.459 | 623725.659 | 11444.772 | 1909239.487 | 470526.224 | 488650.005 | 487938.916 | 11429.087 | 1458544.232 | 203604.692 | 151444.174 | 473009.511 | 4471.682 | 832530.059 | 136753.185 | 99910.492 | 148005.873 | 281.933 | 384951.483
2018 | 12 | 201812 | 835222.417 | 533500.809 | 625047.229 | 12620.984 | 2006391.439 | 473018.128 | 516251.702 | 526070.204 | 11929.151 | 1527269.185 | 223102.743 | 149251.471 | 498271.892 | 4393.464 | 875019.57 | 160353.841 | 114580.707 | 145491.637 | 278.179 | 420704.364
2019 | 1 | 201901 | 935630.179 | 561734.869 | 667914.863 | 11815.75 | 2177095.661 | 543717.397 | 541473.091 | 549720.516 | 11653.874 | 1646564.878 | 248722.916 | 164838.641 | 503416.478 | 4053.492 | 921031.527 | 175617.067 | 117028.066 | 156162.008 | 271.995 | 449079.136
2019 | 2 | 201902 | 820923.292 | 477554.78 | 597033.673 | 10566.804 | 1906078.549 | 449328.265 | 493467.253 | 502081.865 | 10554.837 | 1455432.22 | 223364.175 | 143349.022 | 460736.475 | 4106.212 | 831555.884 | 150661.743 | 107778.81 | 142993.977 | 231.495 | 401666.025
2019 | 3 | 201903 | 802211.863 | 529463.932 | 658024.671 | 12399.156 | 2002099.622 | 459077.318 | 527162.249 | 553190.53 | 13054.354 | 1552484.451 | 216045.436 | 153318.985 | 501335.536 | 5277.548 | 875977.505 | 152367.066 | 116166.84 | 147165.516 | 288.524 | 415987.946
2019 | 4 | 201904 | 596725.694 | 471089.077 | 641383.257 | 9136.349 | 1718334.377 | 348850.907 | 461659.778 | 510598.472 | 11534.006 | 1332643.163 | 157890.173 | 134960.443 | 468801.823 | 3262.395 | 764914.834 | 103992.803 | 94774.594 | 143676.81 | 260.584 | 342704.791
2019 | 5 | 201905 | 593555.196 | 508669.922 | 648312.459 | 13734.873 | 1764272.45 | 343138.709 | 497147.976 | 531001.405 | 11322.008 | 1382610.098 | 157283.962 | 154662.56 | 490049.782 | 4945.486 | 806941.79 | 102108.659 | 105042.724 | 148735.104 | 287.619 | 356174.106
2019 | 6 | 201906 | 703856.541 | 534613.711 | 665435.25 | 11784.852 | 1915690.354 | 394422.059 | 511877.622 | 505655.13 | 11184.716 | 1423139.527 | 191425.06 | 145876.438 | 480724.966 | 4256.821 | 822283.285 | 122351.231 | 93355.494 | 154954.504 | 264.216 | 370925.445
2019 | 7 | 201907 | 1040760.12 | 630458.3 | 672276.792 | 11259.646 | 2354754.858 | 647374.084 | 616156.646 | 569857.719 | 12421.889 | 1845810.338 | 297972.025 | 183559.911 | 530970.352 | 4732.185 | 1017234.473 | 169144.638 | 86903.37 | 181307.488 | 272.583 | 437628.079
2019 | 8 | 201908 | 857787.513 | 579830.575 | 695803.544 | 10737.055 | 2144158.687 | 541455.205 | 551851.724 | 566803 | 10571.159 | 1670681.088 | 235970.606 | 168921.847 | 531125.697 | 3899.041 | 939917.191 | 142840.449 | 87682.19 | 181379.259 | 277.003 | 412178.901
2019 | 9 | 201909 | 737652.038 | 538690.269 | 617910.714 | 10896.036 | 1905149.057 | 426218.252 | 535743.874 | 496311.764 | 11185.581 | 1469459.471 | 191161.196 | 151676.911 | 503964.157 | 4004.739 | 850807.003 | 121399.19 | 84311.692 | 169445.445 | 249.03 | 375405.357
2019 | 10 | 201910 | 575781.021 | 504246.117 | 629189.278 | 12566.456 | 1721782.872 | 341423.509 | 490381.733 | 537708.212 | 11972.737 | 1381486.191 | 152955.808 | 144634.041 | 508132.054 | 4539.084 | 810260.987 | 107666.989 | 83703.126 | 152645.611 | 299.856 | 344315.582
2019 | 11 | 201911 | 756105.269 | 486727.328 | 626517.689 | 12663.878 | 1882014.164 | 431513.129 | 479093.234 | 477579.124 | 11982.12 | 1400167.607 | 207092.979 | 144498.299 | 486937.925 | 4603.31 | 843132.513 | 143629.149 | 43638.154 | 181962.923 | 281.807 | 369512.033
2019 | 12 | 201912 | 837237.057 | 522136.671 | 578796.284 | 11856.201 | 1950026.213 | 472808.578 | 500066.959 | 508315.451 | 12086.823 | 1493277.811 | 226539.812 | 149446.718 | 505111.541 | 4062.781 | 885160.852 | 146386.736 | 60101.084 | 182098.474 | 263.485 | 388849.779
2020 | 1 | 202001 | 795592.382 | 469781.5 | 652629.371 | 11261.743 | 1929264.996 | 438685.195 | 479495.181 | 559622.672 | 12119.169 | 1489922.217 | 292992.753 | 179121.974 | 513016.377 | 4070.22 | 989201.324 | 167102.183 | 55791.268 | 174020.338 | 264.093 | 397177.882
2020 | 2 | 202002 | 838148.84 | 536599.615 | 605470.938 | 11277.688 | 1991497.081 | 482453.438 | 533280.262 | 443811.649 | 9210.599 | 1468755.948 | 223932.894 | 153730.319 | 354555.108 | 4066.605 | 736284.926 | 184469.402 | 82007.428 | 127321.996 | 284.492 | 394083.318
2020 | 3 | 202003 | 659125.87 | 470603.377 | 615667.596 | 11959.795 | 1757356.638 | 385699.259 | 453631.734 | 572530.162 | 12335.894 | 1424197.049 | 90966.605 | 93657.883 | 603324.846 | 4416.883 | 792366.217 | 74010.143 | 43799.034 | 227512.432 | 276.53 | 345598.139
2020 | 4 | 202004 | 705431.862 | 430474.968 | 461207.638 | 11478.72 | 1608593.188 | 409004.022 | 420694.911 | 441882.05 | 10605.504 | 1282186.487 | 192316.647 | 122417.531 | 366438.167 | 3803.338 | 684975.683 | 131065.175 | 47987.472 | 146277.329 | 281.939 | 325611.915
2020 | 5 | 202005 | 698943.368 | 429050.795 | 495234.315 | 11557.056 | 1634785.534 | 406340.792 | 427870.924 | 408287.979 | 9494.025 | 1251993.72 | 178639.904 | 115326.3 | 409496.555 | 4408.305 | 707871.064 | 123819.18 | 48642.503 | 152942.42 | 261.636 | 325665.739
2020 | 6 | 202006 | 813665.53 | 497218.133 | 594452.025 | 11354.894 | 1916690.582 | 494716.107 | 493521.277 | 447118.799 | 14387.121 | 1449743.304 | 231832.689 | 144134.968 | 516677.62 | 3882.381 | 896527.658 | 136399.607 | 47876.745 | 163789.885 | 280.575 | 348346.812
2020 | 7 | 202007 | 1112864.107 | 612612.712 | 590791.386 | 10829.757 | 2327097.962 | 699467.877 | 572347.232 | 485216.157 | 11195.84 | 1768227.106 | 340189.249 | 183932.811 | 514642.844 | 3807.747 | 1042572.651 | 186871.197 | 67166.77 | 159935.945 | 258.835 | 414232.747
2020 | 8 | 202008 | 907184.904 | 569619.042 | 656475.745 | 10046.652 | 2143326.343 | 561452.724 | 539050.845 | 479710.483 | 11072.051 | 1591286.103 | 256465.19 | 166565.796 | 565774.311 | 3803.409 | 992608.706 | 155114.397 | 60274.115 | 167689.374 | 288.132 | 383366.018
2020 | 9 | 202009 | 683209.065 | 451074.952 | 598368.196 | 11847.629 | 1744499.842 | 393590.186 | 455705.307 | 452294.559 | 11065.181 | 1312655.233 | 180580.613 | 129404.703 | 508230.6 | 3640.781 | 821856.697 | 118302.318 | 53942.313 | 150427.171 | 242.694 | 322914.496
2020 | 10 | 202010 | 626790.799 | 495758.66 | 620013.73 | 11068.798 | 1753631.987 | 386674.955 | 455709.108 | 473138.889 | 8921.275 | 1324444.227 | 167100.324 | 136480.122 | 526628.149 | 3704.075 | 833912.67 | 108901.026 | 49470.04 | 152980.451 | 261.998 | 311613.515
2020 | 11 | 202011 | 694609.324 | 444366.963 | 561657.365 | 8838.357 | 1709472.009 | 414952.568 | 434400.141 | 433942.289 | 10933.411 | 1294228.409 | 182929.949 | 131979.678 | 495566.383 | 3811.309 | 814287.319 | 121441.058 | 49770.919 | 151555.633 | 291.018 | 323058.628
2020 | 12 | 202012 | 898131.52 | 511454.708 | 573536.329 | 12150.441 | 1995272.998 | 501355.074 | 492402.302 | 476576.007 | 11549.338 | 1481882.721 | 241940.169 | 151507.539 | 507768.171 | 3734.544 | 904950.423 | 166837.259 | 61692.349 | 151472.344 | 248.527 | 380250.479
2021 | 1 | 202101 | 921906.874 | 478026.916 | 590358.849 | 10893.997 | 2001186.636 | 521246.522 | 474552.268 | 502196.308 | 14535.831 | 1512530.929 | 240518.323 | 135410.354 | 521503.065 | 2856.774 | 900288.516 | 172796.805 | 64954.932 | 161836.248 | 285.925 | 399873.91
2021 | 2 | 202102 | 849213.07 | 481299.61 | 569962.394 | 10584.658 | 1911059.732 | 502003.165 | 460280.988 | 473272.572 | 10350.573 | 1445907.298 | 231260.411 | 139160.02 | 494632.817 | 3489.531 | 868542.779 | 157016.977 | 58903.893 | 151053.312 | 248.853 | 367223.035
2021 | 3 | 202103 | 708749.265 | 475861.762 | 626117.758 | 11404.878 | 1822133.663 | 425206.485 | 454675.993 | 496945.243 | 12657.658 | 1389485.379 | 185227.609 | 129500.701 | 536085.108 | 3727.607 | 854541.025 | 130399.837 | 54749.226 | 160989.7 | 270.23 | 346408.993
2021 | 4 | 202104 | 637669.464 | 459946.769 | 581987.771 | 11453.677 | 1691057.681 | 380822.895 | 432147.562 | 482041.759 | 10868.373 | 1305880.589 | 165295.657 | 131131.605 | 504573.619 | 2862.869 | 803863.75 | 111746.341 | 51316.554 | 163119.239 | 296.069 | 326478.203
2021 | 5 | 202105 | 661994.102 | 510569.612 | 608306.851 | 11353.701 | 1792224.266 | 378636.79 | 466231.244 | 511216.318 | 12065.571 | 1368149.923 | 179532.465 | 143586.623 | 530825.359 | 3496.807 | 857441.254 | 118526.861 | 55135.496 | 166425.263 | 266.955 | 340354.575
2021 | 6 | 202106 | 870247.121 | 515591.013 | 641476.005 | 10647.807 | 2037961.946 | 527091.532 | 488154.39 | 512958.523 | 10511.456 | 1538715.901 | 243618.373 | 151638.468 | 526907.461 | 3080.491 | 925244.793 | 140578.928 | 47668.765 | 182721.568 | 246.12 | 371215.381
2021 | 7 | 202107 | 897727.031 | 592142.586 | 668947.124 | 11123.81 | 2169940.551 | 576373.047 | 549485.584 | 533027.305 | 11196.859 | 1670082.795 | 273244.658 | 171877.347 | 549988.311 | 2875.357 | 997985.673 | 162078.611 | 76983.601 | 163894.609 | 278.683 | 403235.504
2021 | 8 | 202108 | 1045377.084 | 569186.058 | 679421.913 | 11936.665 | 2305921.72 | 615337.062 | 544253.524 | 551094.382 | 11288.823 | 1721973.791 | 298887.519 | 167510.722 | 576973.695 | 3329.185 | 1046701.121 | 157879.052 | 70416.738 | 204735.745 | 295.547 | 433327.082
2021 | 9 | 202109 | 712833.376 | 543711.632 | 627742.616 | 10231.868 | 1894519.492 | 453575.71 | 488374.587 | 501584.852 | 10495.187 | 1454030.336 | 201254.132 | 149232.796 | 524537.377 | 2664.121 | 877688.426 | 120440.16 | 53673.848 | 180363.658 | 211.492 | 354689.158
2021 | 10 | 202110 | 621697.31 | 500572.259 | 631506.487 | 12166.787 | 1765942.843 | 381486.147 | 484629.888 | 499711.226 | 11746.879 | 1377574.14 | 168192.304 | 142774.408 | 555544.161 | 2949.075 | 869459.948 | 107403.254 | 54404.525 | 192402.134 | 301.257 | 354511.17
2021 | 11 | 202111 | 749114.821 | 442991.431 | 624439.602 | 11648.02 | 1828193.874 | 424495.559 | 457257.522 | 468796.258 | 11153.883 | 1361703.222 | 203573.766 | 140663.784 | 523956.048 | 3108.395 | 871301.993 | 139958.217 | 57728.299 | 167764.673 | 274.78 | 365725.969
2021 | 12 | 202112 | 808556.624 | 561619.082 | 607883.469 | 11787.603 | 1989846.778 | 452326.848 | 451427.739 | 501729.355 | 11651.822 | 1417135.764 | 222026.104 | 138099.778 | 509963.777 | 2777.127 | 872866.786 | 144023.653 | 60004.761 | 167455.379 | 287.02 | 371770.813
2022 | 1 | 202201 | 1010597.301 | 470671.211 | 628574.366 | 10817.973 | 2120660.851 | 573555.709 | 521924.453 | 519092.093 | 11027.445 | 1625599.7 | 276111.058 | 155214.765 | 552973.672 | 2511.472 | 986810.967 | 192446.117 | 73920.129 | 182718.099 | 249.929 | 449334.274
2022 | 2 | 202202 | 817043.813 | 478363.007 | 611142.911 | 11185.851 | 1917735.582 | 461350.83 | 449331.805 | 472353.564 | 10033.044 | 1393069.243 | 207897.228 | 134955.173 | 512716.13 | 2760.851 | 858329.382 | 151157.155 | 59296.999 | 177062.56 | 291.189 | 387807.903
2022 | 3 | 202203 | 754692.918 | 506371.145 | 684746.135 | 10726.363 | 1956536.561 | 438792.477 | 475148.872 | 518888.807 | 12205.515 | 1445035.671 | 201907.651 | 135417.122 | 557993.721 | 2838.804 | 898157.298 | 147415.529 | 64755.138 | 171352.163 | 246.633 | 383769.463
2022 | 4 | 202204 | 663858.844 | 459267.968 | 634438.784 | 10682.117 | 1768247.713 | 379639.479 | 423316.853 | 488098.483 | 10520.838 | 1301575.653 | 184973.662 | 127740.305 | 476356.144 | 2564.045 | 791634.156 | 117160.153 | 52638.643 | 164762.556 | 256.364 | 334817.716
2022 | 5 | 202205 | 654291.885 | 511974.811 | 663794.035 | 11960.619 | 1842021.35 | 389554.918 | 488787.293 | 524241.684 | 11819.665 | 1414403.56 | 179688.779 | 138874.275 | 534239.028 | 2903.752 | 855705.834 | 110904.541 | 47166.56 | 205058.179 | 303.665 | 363432.945
2022 | 6 | 202206 | 835199.09 | 547752.762 | 668190.781 | 11335.303 | 2062477.936 | 510435.049 | 505756.672 | 537815.697 | 10705.566 | 1564712.984 | 236851.869 | 155896.032 | 537628.409 | 2742.065 | 933118.375 | 131767.45 | 54101.908 | 190631.749 | 259.837 | 376760.944
2022 | 7 | 202207 | 991396.81 | 583845.5 | 642386.407 | 9723.822 | 2227352.539 | 601869.07 | 545416.322 | 521878.909 | 10988.761 | 1680153.062 | 284120.595 | 174733.697 | 560903.164 | 2645.111 | 1022402.567 | 159026.247 | 62502.556 | 190568.528 | 263.625 | 412360.956
2022 | 8 | 202208 | 898734.92 | 581065.596 | 715091.283 | 11702.012 | 2206593.811 | 563221.793 | 539837.837 | 542901.936 | 10850.311 | 1656811.877 | 255242.377 | 160372.252 | 596879.478 | 2794.832 | 1015288.939 | 151616.729 | 61760.275 | 185027.056 | 286.778 | 398690.838
2022 | 9 | 202209 | 689898.427 | 485943.765 | 709545.623 | 9797.88 | 1895185.695 | 406269.81 | 468998.248 | 521850.135 | 11125.165 | 1408243.358 | 194386.784 | 140214.47 | 561677.051 | 2493.772 | 898772.077 | 122413.021 | 53535.246 | 185081.619 | 241.297 | 361271.183
2022 | 10 | 202210 | 578575.015 | 606766.316 | 608417.684 | 11864.488 | 1805623.503 | 335353.737 | 417272.257 | 536859.496 | 11063.287 | 1300548.777 | 146699.188 | 129573.271 | 533126.241 | 2963.04 | 812361.74 | 103406.762 | 46739.919 | 192752.023 | 289.132 | 343187.836
2022 | 11 | 202211 | 750947.411 | 335745.316 | 647723.196 | 12116.677 | 1746532.6 | 429944.253 | 475218.651 | 451390.171 | 11049.637 | 1367602.712 | 202990.989 | 148821.346 | 510101.418 | 2662.996 | 864576.749 | 128668.74 | 51628.192 | 175713.662 | 269.537 | 356280.131
2022 | 12 | 202212 | 887404 | 531132.935 | 655236.617 | 11454.981 | 2085228.533 | 500958.63 | 489280.017 | 559524.1 | 11667.553 | 1561430.3 | 239476.808 | 140899.526 | 487549.361 | 2998.798 | 870924.493 | 167488.423 | 62012.094 | 192315.886 | 258.503 | 422074.906
2023 | 1 | 202301 | 872918.473 | 485074.975 | 716034.405 | 11305.849 | 2085333.702 | 490672.015 | 480077.975 | 538773.879 | 11534.446 | 1521058.315 | 228714.4 | 144512.177 | 531011.731 | 2110.223 | 906348.531 | 154866.457 | 54643.875 | 203660.451 | 285.439 | 413456.222
2023 | 2 | 202302 | 664079.053 | 450880.842 | 670530.826 | 9940.898 | 1795431.619 | 378467.3 | 411734.397 | 475670.371 | 8454.26 | 1274326.328 | 187950.899 | 134046.424 | 456213.411 | 2868.873 | 781079.607 | 114690.165 | 47544.633 | 177090.232 | 244.587 | 339569.617
2023 | 3 | 202303 | 855025.675 | 516499.305 | 681499.089 | 10991.077 | 2064015.146 | 487628.302 | 495049.321 | 536106.039 | 12696.621 | 1531480.283 | 224173.401 | 135346.65 | 520157.467 | 2751.739 | 882429.257 | 158106.467 | 63099.626 | 190930.518 | 266.357 | 412402.968
2023 | 4 | 202304 | 606567.536 | 443181.787 | 680588.98 | 10723.038 | 1741061.341 | 350584.913 | 428135.764 | 476595.873 | 9946.999 | 1265263.549 | 167883.408 | 132851.561 | 457366.79 | 2347.232 | 760448.991 | 112856.512 | 49926.955 | 176108.611 | 275.033 | 339167.111
2023 | 5 | 202305 | 582560.591 | 472543.414 | 747462.381 | 12061.819 | 1814628.205 | 343252.025 | 440875.979 | 539514.213 | 12332.451 | 1335974.668 | 151665.599 | 124862.748 | 649869.177 | 2637.102 | 929034.626 | 110101.202 | 51362.844 | 182347.19 | 283.54 | 344094.776
2023 | 6 | 202306 | 710217.895 | 493009.236 | 718774.397 | 10583.119 | 1932584.647 | 412296.791 | 471151.702 | 498461.183 | 10343.509 | 1392253.185 | 195885.911 | 148877.486 | 583927.818 | 2592.49 | 931283.705 | 114569.445 | 47945.614 | 182989.872 | 259.046 | 345763.977
2023 | 7 | 202307 | 950010.765 | 588434.117 | 593836.521 | 10048.465 | 2142329.868 | 553805.557 | 542125.375 | 572799.441 | 11032.916 | 1679763.289 | 273149.243 | 170849.643 | 582088.722 | 2630.199 | 1028717.807 | 161272.584 | 64862.679 | 187526.657 | 258.653 | 413920.573
2023 | 8 | 202308 | 837841.829 | 543470.79 | 797645.348 | 11832.184 | 2190790.151 | 501669.193 | 502214.625 | 533059.698 | 10296.684 | 1547240.2 | 225121.611 | 150031.44 | 666935.454 | 2458.077 | 1044546.582 | 142046.848 | 54109.963 | 195647.259 | 276.525 | 392080.595
2023 | 9 | 202309 | 712783.421 | 509884.462 | 694479.19 | 9637.01 | 1926784.083 | 407568.387 | 471327.071 | 503759.41 | 10965.176 | 1393620.044 | 199245.843 | 145938.941 | 510833.602 | 2456.949 | 858475.335 | 119829.133 | 51408.936 | 179849.647 | 266.636 | 351354.352
2023 | 10 | 202310 | 627265.27 | 487480.165 | 779097.795 | 11796.939 | 1905640.169 | 361946.161 | 527570.028 | 506110.163 | 11327.9 | 1406954.252 | 167939.64 | 136869.009 | 570278.781 | 2967.555 | 878054.985 | 90149.979 | 45680.432 | 205430.109 | 262.383 | 341522.903
2023 | 11 | 202311 | 704912.7 | 403839.895 | 743266.916 | 11803.106 | 1863822.617 | 403600.105 | 364161.572 | 517062.678 | 10669.264 | 1295493.619 | 186210.4 | 131173.775 | 560337.649 | 2581.366 | 880303.19 | 135050.193 | 56162.785 | 158249.434 | 306.338 | 349768.75
2023 | 12 | 202312 | 762938.835 | 534008.647 | 729449.239 | 10940.625 | 2037337.346 | 437853.568 | 433678.218 | 516063.027 | 11044.461 | 1398639.274 | 200527.19 | 130428.359 | 615673.969 | 2713.51 | 949343.028 | 145081.147 | 56897.02 | 185436.419 | 255.81 | 387670.396

## UI Forecast
|  |  |  | ALL_CUST | ALL_CUST | ALL_CUST | RES | RES | RES | IND | IND | IND | COM | COM | COM | PSHL | PSHL | PSHL | ALL_CUST | ALL_CUST | ALL_CUST | RES | RES | RES | IND | IND | IND | COM | COM | COM | PSHL | PSHL | PSHL
Year |  |  |  | TOT_KWH_DELV | GROSS_KWH_LOSSES_D | GROSS_KWH_LOSSES_T_D | TOT_KWH_DELV | GROSS_KWH_LOSSES_D | GROSS_KWH_LOSSES_T_D | TOT_KWH_DELV | GROSS_KWH_LOSSES_D | GROSS_KWH_LOSSES_T_D | TOT_KWH_DELV | GROSS_KWH_LOSSES_D | GROSS_KWH_LOSSES_T_D | TOT_KWH_DELV | GROSS_KWH_LOSSES_D | GROSS_KWH_LOSSES_T_D | TOT_KWH_DELV | GROSS_KWH_LOSSES_D | GROSS_KWH_LOSSES_T_D | TOT_KWH_DELV | GROSS_KWH_LOSSES_D | GROSS_KWH_LOSSES_T_D | TOT_KWH_DELV | GROSS_KWH_LOSSES_D | GROSS_KWH_LOSSES_T_D | TOT_KWH_DELV | GROSS_KWH_LOSSES_D | GROSS_KWH_LOSSES_T_D | TOT_KWH_DELV | GROSS_KWH_LOSSES_D | GROSS_KWH_LOSSES_T_D
2024 | CE012024.JAN | CE01 | Jan - 2024 | 1606724358.0112 | 1678926094.7192 | 1720965472.3085 | 535054235.9668 | 570902869.7765 | 585402839.5712 | 510643753.5883 | 544856885.0787 | 558695330.801 | 553805014.5205 | 555461155.2145 | 568966418.5953 | 7221353.9357 | 7705184.6494 | 7900883.3411 | 1 | 1.0449 | 1.0711 | 1 | 1.067 | 1.0941 | 1 | 1.067 | 1.0941 | 1 | 1.003 | 1.0274 | 1 | 1.067 | 1.0941
2024 | CE012024.FEB | CE01 | Feb - 2024 | 1481433769.5628 | 1550534744.9096 | 1589324320.0045 | 492016290.8678 | 524981382.3559 | 538315023.8384 | 510417732.3147 | 544615720.3798 | 558448040.9255 | 471125034.6525 | 472535324.7604 | 483945533.1392 | 7874711.7278 | 8402317.4135 | 8615722.1014 | 1 | 1.0466 | 1.0728 | 1 | 1.067 | 1.0941 | 1 | 1.067 | 1.0941 | 1 | 1.003 | 1.0272 | 1 | 1.067 | 1.0941
2024 | CE012024.MAR | CE01 | Mar - 2024 | 1492678336.26 | 1557055511.243 | 1595799920.3075 | 446075222.6747 | 475962262.5939 | 488050901.1284 | 481830750.26 | 514113410.5274 | 527171023.8595 | 557126201.191 | 558821383.1244 | 572212329.3285 | 7646162.1344 | 8158454.9974 | 8365665.9912 | 1 | 1.0431 | 1.0691 | 1 | 1.067 | 1.0941 | 1 | 1.067 | 1.0941 | 1 | 1.003 | 1.0271 | 1 | 1.067 | 1.0941
2024 | CE012024.APR | CE01 | Apr - 2024 | 1309426527.2135 | 1366996669.2194 | 1400985399.8953 | 394796549.1109 | 421247917.9013 | 431946904.3822 | 434139719.959 | 463227081.1963 | 474992267.6072 | 472887820.4774 | 474409869.1319 | 485728400.8553 | 7602437.6662 | 8111800.9899 | 8317827.0506 | 1 | 1.044 | 1.0699 | 1 | 1.067 | 1.0941 | 1 | 1.067 | 1.0941 | 1 | 1.0032 | 1.0272 | 1 | 1.067 | 1.0941
2024 | CE012024.MAY | CE01 | May - 2024 | 1315829008.0223 | 1374168129.5649 | 1408454319.118 | 385072861.1058 | 410872742.7999 | 421308217.3358 | 457169248.4275 | 487799588.0722 | 500188874.7045 | 465959335.1411 | 467357188.6007 | 478611910.0187 | 7627563.3479 | 8138610.0922 | 8345317.0589 | 1 | 1.0443 | 1.0704 | 1 | 1.067 | 1.0941 | 1 | 1.067 | 1.0941 | 1 | 1.003 | 1.0272 | 1 | 1.067 | 1.0941
2024 | CE012024.JUN | CE01 | Jun - 2024 | 1469977599.2994 | 1537080504.9817 | 1575480448.37 | 475615880.5401 | 507482144.5363 | 520371334.8989 | 496338216.4749 | 529592876.9787 | 543043642.6451 | 490748723.8605 | 492243294.8884 | 504106135.7523 | 7274778.4239 | 7762188.5783 | 7959335.0736 | 1 | 1.0456 | 1.0718 | 1 | 1.067 | 1.0941 | 1 | 1.067 | 1.0941 | 1 | 1.003 | 1.0272 | 1 | 1.067 | 1.0941
2024 | CE012024.JUL | CE01 | Jul - 2024 | 1675685978.2282 | 1755330803.1923 | 1799262035.3876 | 603520949.7345 | 643956853.3667 | 660312271.1045 | 551717586.5744 | 588682664.8749 | 603634211.4711 | 512549683.4983 | 514264376.7156 | 526674615.3236 | 7897758.4209 | 8426908.2351 | 8640937.4883 | 1 | 1.0475 | 1.0737 | 1 | 1.067 | 1.0941 | 1 | 1.067 | 1.0941 | 1 | 1.0033 | 1.0276 | 1 | 1.067 | 1.0941
2024 | CE012024.AUG | CE01 | Aug - 2024 | 1616798097.6668 | 1691789532.1478 | 1734185356.4132 | 548762890.2389 | 585530003.8849 | 600401478.2104 | 535870016.1837 | 571773307.268 | 586295384.7066 | 524575813.7563 | 526388355.2153 | 539184955.5867 | 7589377.4879 | 8097865.7795 | 8303537.9095 | 1 | 1.0464 | 1.0726 | 1 | 1.067 | 1.0941 | 1 | 1.067 | 1.0941 | 1 | 1.0035 | 1.0278 | 1 | 1.067 | 1.0941
2024 | CE012024.SEP | CE01 | Sep - 2024 | 1375836100.8699 | 1436821899.372 | 1472732621.5326 | 406923432.6011 | 434187302.5853 | 445214927.6088 | 472515640.9072 | 504174188.848 | 516979362.7166 | 488851429.2141 | 490409254.7152 | 502282692.274 | 7545598.1476 | 8051153.2235 | 8255638.9333 | 1 | 1.0443 | 1.0704 | 1 | 1.067 | 1.0941 | 1 | 1.067 | 1.0941 | 1 | 1.0032 | 1.0275 | 1 | 1.067 | 1.0941
2024 | CE012024.OCT | CE01 | Oct - 2024 | 1351908199.0389 | 1410759211.1223 | 1445941759.5417 | 375994539.2399 | 401186173.369 | 411375625.3824 | 470338130.9813 | 501850785.757 | 514596949.1066 | 498019341.1657 | 499659799.7716 | 511701960.1427 | 7556187.652 | 8062452.2247 | 8267224.9101 | 1 | 1.0435 | 1.0696 | 1 | 1.067 | 1.0941 | 1 | 1.067 | 1.0941 | 1 | 1.0033 | 1.0275 | 1 | 1.067 | 1.0941
2024 | CE012024.NOV | CE01 | Nov - 2024 | 1345844793.9632 | 1406932333.7617 | 1442065583.3841 | 427993085.4158 | 456668622.1387 | 468267234.7534 | 453906535.7472 | 484318273.6422 | 496619140.761 | 456392139.4744 | 457886351.4221 | 468915434.1079 | 7553033.3258 | 8059086.5586 | 8263773.7617 | 1 | 1.0454 | 1.0715 | 1 | 1.067 | 1.0941 | 1 | 1.067 | 1.0941 | 1 | 1.0033 | 1.0274 | 1 | 1.067 | 1.0941
2024 | CE012024.DEC | CE01 | Dec - 2024 | 1526614250.403 | 1596688357.0742 | 1636483117.0242 | 516436815.5038 | 551038082.1426 | 565033519.8427 | 499113402.5817 | 532554000.5547 | 546079973.7647 | 503597132.0482 | 505129091.7895 | 517200087.8321 | 7466900.2693 | 7967182.5873 | 8169535.5846 | 1 | 1.0459 | 1.072 | 1 | 1.067 | 1.0941 | 1 | 1.067 | 1.0941 | 1 | 1.003 | 1.027 | 1 | 1.067 | 1.0941
2025 | CE012025.JAN | CE01 | Jan - 2025 | 1582538183.2121 | 1655923758.9329 | 1697446822.2904 | 555106394.5285 | 592298522.9619 | 607341906.2536 | 510562188.4199 | 544769855.0441 | 558606090.3503 | 509649696.7138 | 511151743.8393 | 523599529.2126 | 7219903.5498 | 7703637.0877 | 7899296.4739 | 1 | 1.0464 | 1.0726 | 1 | 1.067 | 1.0941 | 1 | 1.067 | 1.0941 | 1 | 1.0029 | 1.0274 | 1 | 1.067 | 1.0941
2025 | CE012025.FEB | CE01 | Feb - 2025 | 1411834528.3205 | 1476527196.1681 | 1513464829.0484 | 477615501.6312 | 509615740.2405 | 522559120.3347 | 459475029.0038 | 490259855.9471 | 502711629.2331 | 467138543.0594 | 468536579.8945 | 479872951.5742 | 7605454.6262 | 8115020.0861 | 8321127.9065 | 1 | 1.0458 | 1.072 | 1 | 1.067 | 1.0941 | 1 | 1.067 | 1.0941 | 1 | 1.003 | 1.0273 | 1 | 1.067 | 1.0941
2025 | CE012025.MAR | CE01 | Mar - 2025 | 1460245335.1621 | 1525620490.1629 | 1563596993.5221 | 464324145.8522 | 495433863.6243 | 508017047.9769 | 480713405.228 | 512921203.3783 | 525948536.66 | 507657392.4738 | 509209155.3145 | 521370525.4268 | 7550391.6081 | 8056267.8459 | 8260883.4584 | 1 | 1.0448 | 1.0708 | 1 | 1.067 | 1.0941 | 1 | 1.067 | 1.0941 | 1 | 1.0031 | 1.027 | 1 | 1.067 | 1.0941
2025 | CE012025.APR | CE01 | Apr - 2025 | 1295913242.4395 | 1352163191.854 | 1385794237.8141 | 377769646.1605 | 403080212.4532 | 413317769.8642 | 430673159.8628 | 459528261.5736 | 471199504.2059 | 479980760.1607 | 481563233.2625 | 493082508.9528 | 7489676.2556 | 7991484.5647 | 8194454.7912 | 1 | 1.0434 | 1.0694 | 1 | 1.067 | 1.0941 | 1 | 1.067 | 1.0941 | 1 | 1.0033 | 1.0273 | 1 | 1.067 | 1.0941
2025 | CE012025.MAY | CE01 | May - 2025 | 1370832078.8747 | 1430044679.9725 | 1465697742.6734 | 374539850.7473 | 399634020.7474 | 409784050.7027 | 478788697.0757 | 510867539.7798 | 523842713.4705 | 509969779.7961 | 511504606.8556 | 523828301.2515 | 7533751.2555 | 8038512.5896 | 8242677.2487 | 1 | 1.0432 | 1.0692 | 1 | 1.067 | 1.0941 | 1 | 1.067 | 1.0941 | 1 | 1.003 | 1.0272 | 1 | 1.067 | 1.0941
2025 | CE012025.JUN | CE01 | Jun - 2025 | 1500403838.8051 | 1568108166.2021 | 1607281840.1913 | 483612322.3446 | 516014347.9417 | 529120241.8772 | 495310674.7537 | 528496489.9621 | 541919409.248 | 514170308.7342 | 515796989.6164 | 528243734.9407 | 7310532.9726 | 7800338.6818 | 7998454.1254 | 1 | 1.0451 | 1.0712 | 1 | 1.067 | 1.0941 | 1 | 1.067 | 1.0941 | 1 | 1.0032 | 1.0274 | 1 | 1.067 | 1.0941
2025 | CE012025.JUL | CE01 | Jul - 2025 | 1682328244.6447 | 1762049243.0904 | 1806146486.1898 | 603453803.0043 | 643885207.8056 | 660238805.867 | 552586279.5526 | 589609560.2826 | 604584648.4585 | 518619445.4912 | 520371954.3936 | 532932689.0359 | 7668716.5966 | 8182520.6086 | 8390342.8284 | 1 | 1.0474 | 1.0736 | 1 | 1.067 | 1.0941 | 1 | 1.067 | 1.0941 | 1 | 1.0034 | 1.0276 | 1 | 1.067 | 1.0941
2025 | CE012025.AUG | CE01 | Aug - 2025 | 1653588588.887 | 1730244548.3167 | 1773659176.7645 | 571698019.3084 | 610001786.6021 | 625494802.9254 | 537475923.5046 | 573486810.3794 | 588052407.9064 | 536913961.62 | 538752721.0228 | 551905467.0716 | 7500684.454 | 8003230.3124 | 8206498.8611 | 1 | 1.0464 | 1.0726 | 1 | 1.067 | 1.0941 | 1 | 1.067 | 1.0941 | 1 | 1.0034 | 1.0279 | 1 | 1.067 | 1.0941
2025 | CE012025.SEP | CE01 | Sep - 2025 | 1409403535.9103 | 1471838343.9811 | 1508618118.4763 | 422202903.3672 | 450490497.8928 | 461932196.574 | 478773660.3278 | 510851495.5698 | 523826261.7647 | 500974053.5228 | 502544086.2737 | 514705421.7962 | 7452918.6925 | 7952264.2449 | 8154238.3414 | 1 | 1.0443 | 1.0704 | 1 | 1.067 | 1.0941 | 1 | 1.067 | 1.0941 | 1 | 1.0031 | 1.0274 | 1 | 1.067 | 1.0941
2025 | CE012025.OCT | CE01 | Oct - 2025 | 1325070260.5327 | 1381227139.5176 | 1415636407.2484 | 357082004.0954 | 381006498.3698 | 390683420.6808 | 448328486.4412 | 478366495.0328 | 490516197.0154 | 512193603.785 | 513887746.7679 | 526268057.1008 | 7466166.211 | 7966399.3471 | 8168732.4514 | 1 | 1.0424 | 1.0683 | 1 | 1.067 | 1.0941 | 1 | 1.067 | 1.0941 | 1 | 1.0033 | 1.0275 | 1 | 1.067 | 1.0941
2025 | CE012025.NOV | CE01 | Nov - 2025 | 1355983838.1237 | 1418087706.1741 | 1453521962.2044 | 430733257.4207 | 459592385.6678 | 471265256.9439 | 466796459.1935 | 498071821.9594 | 510722006.0036 | 450989523.6708 | 452458772.6529 | 463367682.7615 | 7464597.8388 | 7964725.894 | 8167016.4954 | 1 | 1.0458 | 1.0719 | 1 | 1.067 | 1.0941 | 1 | 1.067 | 1.0941 | 1 | 1.0033 | 1.0274 | 1 | 1.067 | 1.0941
2025 | CE012025.DEC | CE01 | Dec - 2025 | 1523821561.6866 | 1592716005.4238 | 1632335795.7009 | 514771334.5397 | 549261013.9539 | 563211317.1199 | 482835739.6364 | 515185734.192 | 528270582.7362 | 518853760.9721 | 520415362.0614 | 532800524.9391 | 7360726.5384 | 7853895.2165 | 8053370.9057 | 1 | 1.0452 | 1.0712 | 1 | 1.067 | 1.0941 | 1 | 1.067 | 1.0941 | 1 | 1.003 | 1.0269 | 1 | 1.067 | 1.0941
2026 | CE012026.JAN | CE01 | Jan - 2026 | 1582925075.0239 | 1656304553.51 | 1697892507.6058 | 559899754.6243 | 597413038.1841 | 612586321.5344 | 506152781.5777 | 540065017.9434 | 553781758.3241 | 509861433.6235 | 511345648.1357 | 523853577.5495 | 7011105.1985 | 7480849.2468 | 7670850.1977 | 1 | 1.0464 | 1.0726 | 1 | 1.067 | 1.0941 | 1 | 1.067 | 1.0941 | 1 | 1.0029 | 1.0274 | 1 | 1.067 | 1.0941
2026 | CE012026.FEB | CE01 | Feb - 2026 | 1412134020.0205 | 1476819529.8805 | 1513785080.906 | 481739725.5803 | 514016287.1942 | 527071433.7574 | 455506830.0602 | 486025787.6742 | 498370022.7688 | 467332618.4648 | 468716434.4205 | 480077867.4639 | 7554845.9152 | 8061020.5916 | 8265756.9159 | 1 | 1.0458 | 1.072 | 1 | 1.067 | 1.0941 | 1 | 1.067 | 1.0941 | 1 | 1.003 | 1.0273 | 1 | 1.067 | 1.0941
2026 | CE012026.MAR | CE01 | Mar - 2026 | 1460215857.5622 | 1525550871.0818 | 1563464123.3059 | 468333598.552 | 499711949.655 | 512403790.1757 | 476561783.6895 | 508491423.1967 | 521406247.5347 | 507868301.6691 | 509396028.944 | 521500662.4033 | 7452173.6516 | 7951469.2862 | 8153423.1922 | 1 | 1.0447 | 1.0707 | 1 | 1.067 | 1.0941 | 1 | 1.067 | 1.0941 | 1 | 1.003 | 1.0268 | 1 | 1.067 | 1.0941
2026 | CE012026.APR | CE01 | Apr - 2026 | 1295583319.0903 | 1351756615.04 | 1385351562.7504 | 381031698.2016 | 406560821.9811 | 416886781.0023 | 426953704.6799 | 455559602.8935 | 467130048.2903 | 480180170.9393 | 481721455.9629 | 493218978.3584 | 7417745.2695 | 7914734.2026 | 8115755.0994 | 1 | 1.0434 | 1.0693 | 1 | 1.067 | 1.0941 | 1 | 1.067 | 1.0941 | 1 | 1.0032 | 1.0272 | 1 | 1.067 | 1.0941
2026 | CE012026.MAY | CE01 | May - 2026 | 1370057254.5733 | 1429203790.2379 | 1464839468.4514 | 377774013.4097 | 403084872.3082 | 413322548.0716 | 474653698.0398 | 506455495.8085 | 519318611.0254 | 510181649.6861 | 511716519.8232 | 524049569.1443 | 7447893.4377 | 7946902.298 | 8148740.2102 | 1 | 1.0432 | 1.0692 | 1 | 1.067 | 1.0941 | 1 | 1.067 | 1.0941 | 1 | 1.003 | 1.0272 | 1 | 1.067 | 1.0941
2026 | CE012026.JUN | CE01 | Jun - 2026 | 1500368531.3219 | 1568025237.6523 | 1607197917.5281 | 487788329.0175 | 520470147.0617 | 533689210.7781 | 491032985.7123 | 523932195.7551 | 537239189.6679 | 514383923.7582 | 515979661.3818 | 528432158.3927 | 7163292.8338 | 7643233.4537 | 7837358.6895 | 1 | 1.0451 | 1.0712 | 1 | 1.067 | 1.0941 | 1 | 1.067 | 1.0941 | 1 | 1.0031 | 1.0273 | 1 | 1.067 | 1.0941
2026 | CE012026.JUL | CE01 | Jul - 2026 | 1682960867.9252 | 1762693039.4102 | 1806821922.4227 | 608664644.3988 | 649445175.5735 | 665939987.4367 | 547813936.8737 | 584517470.6443 | 599363228.3335 | 518834908.9348 | 520570641.1674 | 533151710.6912 | 7647377.7179 | 8159752.025 | 8366995.9612 | 1 | 1.0474 | 1.0736 | 1 | 1.067 | 1.0941 | 1 | 1.067 | 1.0941 | 1 | 1.0033 | 1.0276 | 1 | 1.067 | 1.0941
2026 | CE012026.AUG | CE01 | Aug - 2026 | 1654011736.407 | 1730693600.6417 | 1774090713.8857 | 576634648.5737 | 615269170.0281 | 630895969.0045 | 532834079.5365 | 568533962.8654 | 582973766.4209 | 537137025.626 | 538988284.2384 | 552118092.8202 | 7405982.6709 | 7902183.5098 | 8102885.6402 | 1 | 1.0464 | 1.0726 | 1 | 1.067 | 1.0941 | 1 | 1.067 | 1.0941 | 1 | 1.0034 | 1.0279 | 1 | 1.067 | 1.0941
2026 | CE012026.SEP | CE01 | Sep - 2026 | 1409035670.6597 | 1471455875.8056 | 1508243467.4289 | 425848637.8953 | 454380496.6342 | 465920994.7212 | 474638791.1549 | 506439590.1623 | 519302301.4026 | 501182186.0864 | 502776207.7658 | 514960969.9572 | 7366055.5232 | 7859581.2432 | 8059201.3479 | 1 | 1.0443 | 1.0704 | 1 | 1.067 | 1.0941 | 1 | 1.067 | 1.0941 | 1 | 1.0032 | 1.0275 | 1 | 1.067 | 1.0941
2026 | CE012026.OCT | CE01 | Oct - 2026 | 1324405036.9211 | 1380489025.9242 | 1414893454.6035 | 360165417.7369 | 384296500.7252 | 394056983.5459 | 444456553.2262 | 474235142.2923 | 486279914.8848 | 512406397.5756 | 514086477.7425 | 526485743.2956 | 7376668.3825 | 7870905.1641 | 8070812.8773 | 1 | 1.0423 | 1.0683 | 1 | 1.067 | 1.0941 | 1 | 1.067 | 1.0941 | 1 | 1.0033 | 1.0275 | 1 | 1.067 | 1.0941
2026 | CE012026.NOV | CE01 | Nov - 2026 | 1355770812.5308 | 1417848179.8382 | 1453273256.9129 | 434452651.8077 | 463560979.4788 | 475334646.3428 | 462765029.6286 | 493770286.6137 | 506311218.9166 | 451176889.8728 | 452646464.3621 | 463557046.1328 | 7376241.2217 | 7870449.3836 | 8070345.5207 | 1 | 1.0458 | 1.0719 | 1 | 1.067 | 1.0941 | 1 | 1.067 | 1.0941 | 1 | 1.0033 | 1.0274 | 1 | 1.067 | 1.0941
2026 | CE012026.DEC | CE01 | Dec - 2026 | 1524241637.3975 | 1593165454.9609 | 1632843865.952 | 519216400.2023 | 554003899.0159 | 568074663.4614 | 478665788.8207 | 510736396.6717 | 523708239.5487 | 519069321.7634 | 520646594.1793 | 533084835.4168 | 7290126.611 | 7778565.094 | 7976127.5251 | 1 | 1.0452 | 1.0713 | 1 | 1.067 | 1.0941 | 1 | 1.067 | 1.0941 | 1 | 1.003 | 1.027 | 1 | 1.067 | 1.0941
2027 | CE012027.JAN | CE01 | Jan - 2027 | 1582448903.365 | 1655875602.113 | 1697409886.3918 | 564670572.3856 | 602503500.7354 | 617806073.2471 | 501875937.5328 | 535501625.3475 | 549102463.2546 | 508933906.0741 | 510435100.0036 | 522877127.8557 | 6968487.3726 | 7435376.0266 | 7624222.0344 | 1 | 1.0464 | 1.0726 | 1 | 1.067 | 1.0941 | 1 | 1.067 | 1.0941 | 1 | 1.0029 | 1.0274 | 1 | 1.067 | 1.0941
2027 | CE012027.FEB | CE01 | Feb - 2027 | 1411481306.4008 | 1476187579.8154 | 1513116470.716 | 485844554.0253 | 518396139.145 | 531562526.5591 | 451657929.6007 | 481919010.884 | 494158940.7762 | 466482458.304 | 467873808.8961 | 479193231.0132 | 7496364.4707 | 7998620.8903 | 8201772.3674 | 1 | 1.0458 | 1.072 | 1 | 1.067 | 1.0941 | 1 | 1.067 | 1.0941 | 1 | 1.003 | 1.0272 | 1 | 1.067 | 1.0941
2027 | CE012027.MAR | CE01 | Mar - 2027 | 1459171478.3477 | 1524509550.1639 | 1562451338.2558 | 472324195.4968 | 503969916.5951 | 516769902.293 | 472534974.9851 | 504194818.3091 | 517000516.1312 | 506944399.977 | 508483257.5424 | 520619691.8105 | 7367907.8887 | 7861557.7173 | 8061228.0211 | 1 | 1.0448 | 1.0708 | 1 | 1.067 | 1.0941 | 1 | 1.067 | 1.0941 | 1 | 1.003 | 1.027 | 1 | 1.067 | 1.0941
2027 | CE012027.APR | CE01 | Apr - 2027 | 1294253039.3414 | 1350408362.1334 | 1383977445.8585 | 384278409.3823 | 410025062.8109 | 420439007.7052 | 423346069.8397 | 451710256.5189 | 463182935.0116 | 479306638.8228 | 480860552.7801 | 492344589.0512 | 7321921.2966 | 7812490.0235 | 8010914.0906 | 1 | 1.0434 | 1.0693 | 1 | 1.067 | 1.0941 | 1 | 1.067 | 1.0941 | 1 | 1.0032 | 1.0272 | 1 | 1.067 | 1.0941
2027 | CE012027.MAY | CE01 | May - 2027 | 1368244850.4972 | 1427328084.1325 | 1462912536.5898 | 380992966.3706 | 406519495.1174 | 416844404.5061 | 470643012.1052 | 502176093.9162 | 514930519.5443 | 509253539.6074 | 510784355.4131 | 523090143.3453 | 7355332.414 | 7848139.6858 | 8047469.1942 | 1 | 1.0432 | 1.0692 | 1 | 1.067 | 1.0941 | 1 | 1.067 | 1.0941 | 1 | 1.003 | 1.0272 | 1 | 1.067 | 1.0941
2027 | CE012027.JUN | CE01 | Jun - 2027 | 1499345515.1741 | 1566994220.1043 | 1606135552.2995 | 491944696.6613 | 524904991.3376 | 538236692.6171 | 486883899.5525 | 519505120.8225 | 532699674.5004 | 513448169.0045 | 515041751.7413 | 527465265.8553 | 7068749.9558 | 7542356.2029 | 7733919.3267 | 1 | 1.0451 | 1.0712 | 1 | 1.067 | 1.0941 | 1 | 1.067 | 1.0941 | 1 | 1.0031 | 1.0273 | 1 | 1.067 | 1.0941
2027 | CE012027.JUL | CE01 | Jul - 2027 | 1682484550.1727 | 1762250706.8651 | 1806358106.331 | 613850980.1173 | 654978995.7852 | 671614357.3463 | 543185068.1627 | 579578467.7296 | 594298783.0768 | 517891057.0568 | 519629449.7105 | 532176365.5128 | 7557444.8359 | 8063793.6399 | 8268600.395 | 1 | 1.0474 | 1.0736 | 1 | 1.067 | 1.0941 | 1 | 1.067 | 1.0941 | 1 | 1.0034 | 1.0276 | 1 | 1.067 | 1.0941
2027 | CE012027.AUG | CE01 | Aug - 2027 | 1653358177.6059 | 1730055994.1271 | 1773438555.6787 | 581548061.7347 | 620511781.8709 | 636271734.344 | 528331786.2706 | 563730015.9507 | 578047807.3587 | 536159878.9814 | 538005409.4948 | 551111897.1537 | 7318450.6191 | 7808786.8106 | 8007116.8224 | 1 | 1.0464 | 1.0726 | 1 | 1.067 | 1.0941 | 1 | 1.067 | 1.0941 | 1 | 1.0034 | 1.0279 | 1 | 1.067 | 1.0941
2027 | CE012027.SEP | CE01 | Sep - 2027 | 1407650807.6645 | 1470029720.8513 | 1506772268.6438 | 429477227.1714 | 458252201.3918 | 469891034.2482 | 470628231.1791 | 502160322.6681 | 514914347.7331 | 500270447.6135 | 501854876.677 | 514007416.7121 | 7274901.7005 | 7762320.1144 | 7959469.9505 | 1 | 1.0443 | 1.0704 | 1 | 1.067 | 1.0941 | 1 | 1.067 | 1.0941 | 1 | 1.0032 | 1.0275 | 1 | 1.067 | 1.0941
2027 | CE012027.OCT | CE01 | Oct - 2027 | 1322696258.9463 | 1378732665.0945 | 1413085816.1739 | 363234330.6231 | 387571030.7748 | 397414681.1347 | 440701024.3976 | 470227993.0322 | 482170990.7934 | 511474240.2895 | 513158771.1877 | 525527805.5615 | 7286663.6361 | 7774870.0997 | 7972338.6842 | 1 | 1.0424 | 1.0683 | 1 | 1.067 | 1.0941 | 1 | 1.067 | 1.0941 | 1 | 1.0033 | 1.0275 | 1 | 1.067 | 1.0941
2027 | CE012027.NOV | CE01 | Nov - 2027 | 1354650706.5434 | 1416707958.2745 | 1452103523.1393 | 438154554.5333 | 467510909.687 | 479384898.1149 | 458854799.4902 | 489598071.056 | 502033036.1222 | 450356119.8216 | 451825634.2423 | 462714815.807 | 7285232.6984 | 7773343.2891 | 7970773.0953 | 1 | 1.0458 | 1.0719 | 1 | 1.067 | 1.0941 | 1 | 1.067 | 1.0941 | 1 | 1.0033 | 1.0274 | 1 | 1.067 | 1.0941
2027 | CE012027.DEC | CE01 | Dec - 2027 | 1523580675.4557 | 1592516177.9326 | 1632164850.9971 | 523640561.4983 | 558724479.1187 | 572915138.3353 | 474621201.8839 | 506420822.4101 | 519283056.9811 | 518125043.4473 | 519695018.5797 | 532095844.0167 | 7193868.6262 | 7675857.8241 | 7870811.6639 | 1 | 1.0452 | 1.0713 | 1 | 1.067 | 1.0941 | 1 | 1.067 | 1.0941 | 1 | 1.003 | 1.027 | 1 | 1.067 | 1.0941
2028 | CE012028.JAN | CE01 | Jan - 2028 | 1609185249.6128 | 1681499797.8819 | 1723649984.1277 | 553492924.626 | 590576950.576 | 605576608.8333 | 494657012.4671 | 527799032.3024 | 541204237.3403 | 554147233.3138 | 555774234.4909 | 569332890.495 | 6888079.2058 | 7349580.5126 | 7536247.4591 | 1 | 1.0449 | 1.0711 | 1 | 1.067 | 1.0941 | 1 | 1.067 | 1.0941 | 1 | 1.0029 | 1.0274 | 1 | 1.067 | 1.0941
2028 | CE012028.FEB | CE01 | Feb - 2028 | 1482200159.3815 | 1551327021.7132 | 1590165844.6564 | 508971834.0497 | 543072946.931 | 556866083.6337 | 494438067.2491 | 527565417.7548 | 540964689.3773 | 471416162.1011 | 472820496.615 | 484267073.232 | 7374095.9816 | 7868160.4123 | 8067998.4134 | 1 | 1.0466 | 1.0728 | 1 | 1.067 | 1.0941 | 1 | 1.067 | 1.0941 | 1 | 1.003 | 1.0273 | 1 | 1.067 | 1.0941
2028 | CE012028.MAR | CE01 | Mar - 2028 | 1492943097.5065 | 1557310701.3446 | 1595990838.8417 | 461447574.8525 | 492364562.3676 | 504869791.6461 | 466746058.8005 | 498018044.7401 | 510666862.9336 | 557470472.2815 | 559161410.2297 | 572490239.5831 | 7278991.572 | 7766684.0073 | 7963944.6789 | 1 | 1.0431 | 1.069 | 1 | 1.067 | 1.0941 | 1 | 1.067 | 1.0941 | 1 | 1.003 | 1.0269 | 1 | 1.067 | 1.0941
2028 | CE012028.APR | CE01 | Apr - 2028 | 1309362139.8114 | 1366924046.3414 | 1400925697.2083 | 408401769.224 | 435764687.762 | 446832375.708 | 420548093.1847 | 448724815.4281 | 460121668.7534 | 473180037.2235 | 474717742.8801 | 486058858.7669 | 7232240.1791 | 7716800.2711 | 7912793.98 | 1 | 1.044 | 1.0699 | 1 | 1.067 | 1.0941 | 1 | 1.067 | 1.0941 | 1 | 1.0032 | 1.0272 | 1 | 1.067 | 1.0941
2028 | CE012028.MAY | CE01 | May - 2028 | 1314715305.8576 | 1372965154.0192 | 1407226855.1651 | 398342989.8512 | 425031970.1712 | 435827065.1962 | 442856635.433 | 472528030.007 | 484529444.8273 | 466247270.4925 | 467649760.2846 | 478917977.6722 | 7268410.0809 | 7755393.5563 | 7952367.4695 | 1 | 1.0443 | 1.0704 | 1 | 1.067 | 1.0941 | 1 | 1.067 | 1.0941 | 1 | 1.003 | 1.0272 | 1 | 1.067 | 1.0941
2028 | CE012028.JUN | CE01 | Jun - 2028 | 1470861462.3421 | 1538042378.1937 | 1576480671.8869 | 492006243.5224 | 524970661.8384 | 538304031.0378 | 480799339.2839 | 513012895.016 | 526042557.1106 | 491051977.5901 | 492585657.9634 | 504471114.6198 | 7003901.9457 | 7473163.376 | 7662969.1187 | 1 | 1.0457 | 1.0718 | 1 | 1.067 | 1.0941 | 1 | 1.067 | 1.0941 | 1 | 1.0031 | 1.0273 | 1 | 1.067 | 1.0941
2028 | CE012028.JUL | CE01 | Jul - 2028 | 1679078297.7902 | 1758937959.5343 | 1802969928.9278 | 624319093.443 | 666148472.7037 | 683067520.136 | 534444945.5863 | 570252756.9406 | 584736214.966 | 512866408.9335 | 514589874.1242 | 527017501.3297 | 7447849.8274 | 7946855.7658 | 8148692.4961 | 1 | 1.0476 | 1.0738 | 1 | 1.067 | 1.0941 | 1 | 1.067 | 1.0941 | 1 | 1.0034 | 1.0276 | 1 | 1.067 | 1.0941
2028 | CE012028.AUG | CE01 | Aug - 2028 | 1618899488.075 | 1694001927.2889 | 1736489479.9819 | 567673997.5636 | 605708155.4003 | 621092120.7343 | 519093515.6134 | 553872781.1595 | 567940215.4326 | 524899970.6298 | 526704442.1749 | 539544607.9451 | 7232004.2682 | 7716548.5542 | 7912535.8699 | 1 | 1.0464 | 1.0726 | 1 | 1.067 | 1.0941 | 1 | 1.067 | 1.0941 | 1 | 1.0034 | 1.0279 | 1 | 1.067 | 1.0941
2028 | CE012028.SEP | CE01 | Sep - 2028 | 1375011203.364 | 1435909664.9209 | 1471799473.7961 | 420946561.4309 | 449149981.0467 | 460557632.8615 | 457722577.8886 | 488389990.6071 | 500794272.4679 | 489153510.5276 | 490699506.6644 | 502582572.0638 | 7188553.5169 | 7670186.6026 | 7864996.4029 | 1 | 1.0443 | 1.0704 | 1 | 1.067 | 1.0941 | 1 | 1.067 | 1.0941 | 1 | 1.0032 | 1.0275 | 1 | 1.067 | 1.0941
2028 | CE012028.OCT | CE01 | Oct - 2028 | 1350092869.4602 | 1408802327.1335 | 1443936774.7627 | 388951816.8028 | 415011588.5286 | 425552182.764 | 455613239.339 | 486139326.3747 | 498486445.1608 | 498327087.7074 | 499968238.0032 | 512019832.9469 | 7200725.611 | 7683174.2269 | 7878313.891 | 1 | 1.0435 | 1.0695 | 1 | 1.067 | 1.0941 | 1 | 1.067 | 1.0941 | 1 | 1.0033 | 1.0275 | 1 | 1.067 | 1.0941
2028 | CE012028.NOV | CE01 | Nov - 2028 | 1346312416.7483 | 1407406640.0257 | 1442559800.4111 | 442742302.8218 | 472406037.1109 | 484404353.5174 | 439696068.608 | 469155705.2047 | 481071468.664 | 456674162.8638 | 458162623.131 | 469206586.8361 | 7199882.4547 | 7682274.5791 | 7877391.3937 | 1 | 1.0454 | 1.0715 | 1 | 1.067 | 1.0941 | 1 | 1.067 | 1.0941 | 1 | 1.0033 | 1.0274 | 1 | 1.067 | 1.0941
2028 | CE012028.DEC | CE01 | Dec - 2028 | 1528736578.9733 | 1598924962.1107 | 1638752394.4839 | 534233922.8121 | 570027595.6405 | 584505334.9487 | 483487642.5463 | 515881314.5969 | 528983829.7099 | 503908325.3353 | 505433215.4789 | 517487802.1786 | 7106688.2796 | 7582836.3943 | 7775427.6467 | 1 | 1.0459 | 1.072 | 1 | 1.067 | 1.0941 | 1 | 1.067 | 1.0941 | 1 | 1.003 | 1.0269 | 1 | 1.067 | 1.0941
2029 | CE012029.JAN | CE01 | Jan - 2029 | 1581734640.1756 | 1655330235.9071 | 1696872164.0508 | 575459497.6889 | 614015284.0341 | 629610236.4214 | 494081246.328 | 527184689.832 | 540574291.6075 | 505412599.0561 | 506894618.0326 | 519268218.8619 | 6781297.1026 | 7235644.0085 | 7419417.16 | 1 | 1.0465 | 1.0728 | 1 | 1.067 | 1.0941 | 1 | 1.067 | 1.0941 | 1 | 1.0029 | 1.0274 | 1 | 1.067 | 1.0941
2029 | CE012029.FEB | CE01 | Feb - 2029 | 1410326236.2727 | 1475157882.3679 | 1512074048.5826 | 495127383.4461 | 528300918.137 | 541718870.2284 | 444643179.8825 | 474434272.9346 | 486484103.1094 | 463254872.2961 | 464632737.0049 | 475883269.2559 | 7300800.648 | 7789954.2914 | 7987805.989 | 1 | 1.046 | 1.0721 | 1 | 1.067 | 1.0941 | 1 | 1.067 | 1.0941 | 1 | 1.003 | 1.0273 | 1 | 1.067 | 1.0941
2029 | CE012029.MAR | CE01 | Mar - 2029 | 1457173885.1017 | 1522597419.7985 | 1560472927.6929 | 481348697.0617 | 513599059.7648 | 526643609.4552 | 465195981.5447 | 496364112.3082 | 508970923.4081 | 503436858.3256 | 504960012.2284 | 516989246.6972 | 7192348.1696 | 7674235.497 | 7869148.1324 | 1 | 1.0449 | 1.0709 | 1 | 1.067 | 1.0941 | 1 | 1.067 | 1.0941 | 1 | 1.003 | 1.0269 | 1 | 1.067 | 1.0941
2029 | CE012029.APR | CE01 | Apr - 2029 | 1291532265.3665 | 1347712864.5981 | 1381217474.2944 | 391620656.8045 | 417859240.8104 | 428472160.6098 | 416771034.7755 | 444694694.1054 | 455989189.1479 | 475990322.4781 | 477529611.5362 | 488933034.5803 | 7150251.3083 | 7629318.146 | 7823089.9564 | 1 | 1.0435 | 1.0694 | 1 | 1.067 | 1.0941 | 1 | 1.067 | 1.0941 | 1 | 1.0032 | 1.0272 | 1 | 1.067 | 1.0941
2029 | CE012029.MAY | CE01 | May - 2029 | 1364519650.5089 | 1423579539.9037 | 1459075570.5446 | 388272440.2024 | 414286693.696 | 424808876.8255 | 463333402.9514 | 494376740.9492 | 506933076.1691 | 505730021.0492 | 507251005.2702 | 519473836.9527 | 7183786.3059 | 7665099.9884 | 7859780.5973 | 1 | 1.0433 | 1.0693 | 1 | 1.067 | 1.0941 | 1 | 1.067 | 1.0941 | 1 | 1.003 | 1.0272 | 1 | 1.067 | 1.0941
2029 | CE012029.JUN | CE01 | Jun - 2029 | 1497467272.6646 | 1565220211.1939 | 1604324378.5136 | 501344078.9652 | 534934132.2559 | 548520556.7958 | 479322051.363 | 511436628.8044 | 524426256.3963 | 509895627.8605 | 511481266.1878 | 523822241.9334 | 6905514.4759 | 7368183.9458 | 7555323.3881 | 1 | 1.0452 | 1.0714 | 1 | 1.067 | 1.0941 | 1 | 1.067 | 1.0941 | 1 | 1.0031 | 1.0273 | 1 | 1.067 | 1.0941
2029 | CE012029.JUL | CE01 | Jul - 2029 | 1682014199.6449 | 1761975622.6108 | 1806085106.749 | 625579574.9755 | 667493406.4988 | 684446612.9807 | 534748800.2392 | 570576969.8553 | 585068662.3417 | 514307775.6287 | 516032868.1854 | 528497508.2328 | 7378048.8016 | 7872378.0713 | 8072323.1938 | 1 | 1.0475 | 1.0738 | 1 | 1.067 | 1.0941 | 1 | 1.067 | 1.0941 | 1 | 1.0034 | 1.0276 | 1 | 1.067 | 1.0941
2029 | CE012029.AUG | CE01 | Aug - 2029 | 1652382122.3805 | 1729250321.9424 | 1772619118.6231 | 592659458.1934 | 632367641.8924 | 648428713.2094 | 520126206.3261 | 554974662.15 | 569070082.3414 | 532450195.8141 | 534282956.296 | 547301597.7668 | 7146262.0468 | 7625061.604 | 7818725.3054 | 1 | 1.0465 | 1.0728 | 1 | 1.067 | 1.0941 | 1 | 1.067 | 1.0941 | 1 | 1.0034 | 1.0279 | 1 | 1.067 | 1.0941
2029 | CE012029.SEP | CE01 | Sep - 2029 | 1404915248.3257 | 1467332948.6031 | 1504014600.9028 | 437683069.5687 | 467007835.2298 | 478869046.4151 | 463318851.5896 | 494361214.6461 | 506917155.5241 | 496809082.9509 | 498383670.1482 | 510455645.3662 | 7104244.2165 | 7580228.579 | 7772753.5973 | 1 | 1.0444 | 1.0705 | 1 | 1.067 | 1.0941 | 1 | 1.067 | 1.0941 | 1 | 1.0032 | 1.0275 | 1 | 1.067 | 1.0941
2029 | CE012029.OCT | CE01 | Oct - 2029 | 1319082352.3226 | 1375099568.4415 | 1409367811.2076 | 370174497.6025 | 394976188.9418 | 405007917.8269 | 433856447.597 | 462924829.586 | 474682339.3159 | 507935356.7324 | 509605724.1467 | 521891883.3323 | 7116050.3907 | 7592825.7669 | 7785670.7325 | 1 | 1.0425 | 1.0684 | 1 | 1.067 | 1.0941 | 1 | 1.067 | 1.0941 | 1 | 1.0033 | 1.0275 | 1 | 1.067 | 1.0941
2029 | CE012029.NOV | CE01 | Nov - 2029 | 1352610016.952 | 1414727738.9738 | 1450078274.7302 | 446526191.0084 | 476443445.8059 | 488544305.5822 | 451728274.3823 | 481994068.766 | 494235905.0017 | 447240111.738 | 448698050.1105 | 459513061.4355 | 7115439.8233 | 7592174.2915 | 7785002.7107 | 1 | 1.0459 | 1.0721 | 1 | 1.067 | 1.0941 | 1 | 1.067 | 1.0941 | 1 | 1.0033 | 1.0274 | 1 | 1.067 | 1.0941
2029 | CE012029.DEC | CE01 | Dec - 2029 | 1522461286.7058 | 1591551893.9538 | 1631184427.7567 | 533645543.4827 | 569399794.896 | 583861589.1244 | 467249807.0206 | 498555544.091 | 511218013.8613 | 514540143.0704 | 516100033.6948 | 528417904.5052 | 7025793.1322 | 7496521.272 | 7686920.2659 | 1 | 1.0454 | 1.0714 | 1 | 1.067 | 1.0941 | 1 | 1.067 | 1.0941 | 1 | 1.003 | 1.027 | 1 | 1.067 | 1.0941
2030 | CE012030.JAN | CE01 | Jan - 2030 | 1578351277.2935 | 1651876167.9505 | 1693324326.1532 | 579904653.136 | 618758264.8961 | 634473680.9961 | 488704790.6379 | 521448011.6106 | 534691911.4369 | 503033358.2928 | 504511948.3768 | 516818990.9745 | 6708475.2268 | 7157943.067 | 7339742.7456 | 1 | 1.0466 | 1.0728 | 1 | 1.067 | 1.0941 | 1 | 1.067 | 1.0941 | 1 | 1.0029 | 1.0274 | 1 | 1.067 | 1.0941
2030 | CE012030.FEB | CE01 | Feb - 2030 | 1407050692.5446 | 1471804504.5221 | 1508634195.3143 | 498952010.8862 | 532381795.6156 | 545903395.1106 | 439804695.5799 | 469271610.1838 | 481190317.434 | 461074089.9452 | 462447469.5485 | 473641194.4103 | 7219896.1333 | 7703629.1743 | 7899288.3595 | 1 | 1.046 | 1.0722 | 1 | 1.067 | 1.0941 | 1 | 1.067 | 1.0941 | 1 | 1.003 | 1.0273 | 1 | 1.067 | 1.0941
2030 | CE012030.MAR | CE01 | Mar - 2030 | 1453377169.4499 | 1518700898.8807 | 1556491324.9903 | 485066890.5945 | 517566372.2643 | 530711684.9995 | 460133847.3298 | 490962815.1009 | 503432442.3635 | 501066918.4046 | 502585861.0153 | 514568679.3216 | 7109513.121 | 7585850.5001 | 7778518.3057 | 1 | 1.0449 | 1.0709 | 1 | 1.067 | 1.0941 | 1 | 1.067 | 1.0941 | 1 | 1.003 | 1.0269 | 1 | 1.067 | 1.0941
2030 | CE012030.APR | CE01 | Apr - 2030 | 1287696034.3808 | 1343766281.0804 | 1377176031.445 | 394645743.1968 | 421087007.991 | 431781907.6316 | 412235847.4596 | 439855649.2394 | 451027240.7055 | 473749587.7195 | 475285422.4928 | 486637224.1529 | 7064856.0049 | 7538201.3572 | 7729658.955 | 1 | 1.0435 | 1.0695 | 1 | 1.067 | 1.0941 | 1 | 1.067 | 1.0941 | 1 | 1.0032 | 1.0272 | 1 | 1.067 | 1.0941
2030 | CE012030.MAY | CE01 | May - 2030 | 1360012001.5104 | 1418922064.8299 | 1454302057.377 | 391271663.1876 | 417486864.6212 | 428090326.6936 | 458291536.8024 | 488997069.7682 | 501416770.4155 | 503349286.0149 | 504862947.3962 | 517027380.3534 | 7099515.5054 | 7575183.0443 | 7767579.9145 | 1 | 1.0433 | 1.0693 | 1 | 1.067 | 1.0941 | 1 | 1.067 | 1.0941 | 1 | 1.003 | 1.0272 | 1 | 1.067 | 1.0941
2030 | CE012030.JUN | CE01 | Jun - 2030 | 1493641560.2659 | 1561292797.2749 | 1600299295.5618 | 505216727.4703 | 539066248.2108 | 552757621.5253 | 474106201.157 | 505871316.6346 | 518719594.6859 | 507495283.1419 | 509074719.5837 | 521356653.7605 | 6823348.4965 | 7280512.8458 | 7465425.5901 | 1 | 1.0453 | 1.0714 | 1 | 1.067 | 1.0941 | 1 | 1.067 | 1.0941 | 1 | 1.0031 | 1.0273 | 1 | 1.067 | 1.0941
2030 | CE012030.JUL | CE01 | Jul - 2030 | 1678520384.2709 | 1758403304.6178 | 1802422842.2168 | 630411884.5758 | 672649480.8424 | 689733642.9144 | 528929811.4572 | 564368108.8248 | 578702106.7153 | 511886660.6289 | 513605121.4917 | 526008885.18 | 7292027.609 | 7780593.4589 | 7978207.4071 | 1 | 1.0476 | 1.0738 | 1 | 1.067 | 1.0941 | 1 | 1.067 | 1.0941 | 1 | 1.0034 | 1.0276 | 1 | 1.067 | 1.0941
2030 | CE012030.AUG | CE01 | Aug - 2030 | 1648710925.2978 | 1725491689.7102 | 1768768759.8921 | 597237475.2901 | 637252386.1345 | 653437521.7149 | 514466336.5732 | 548935581.1236 | 562877618.8448 | 529943674.9781 | 531767033.619 | 544725511.3173 | 7063438.4564 | 7536688.833 | 7728108.0151 | 1 | 1.0466 | 1.0728 | 1 | 1.067 | 1.0941 | 1 | 1.067 | 1.0941 | 1 | 1.0034 | 1.0279 | 1 | 1.067 | 1.0941
2030 | CE012030.SEP | CE01 | Sep - 2030 | 1400832172.3539 | 1463123760.6301 | 1499699171.4019 | 441063966.5538 | 470615252.3129 | 482568085.8066 | 458277143.7845 | 488981712.418 | 501401023.0146 | 494470343.4262 | 496035689.1642 | 508048694.3721 | 7020718.5894 | 7491106.7349 | 7681368.2086 | 1 | 1.0445 | 1.0706 | 1 | 1.067 | 1.0941 | 1 | 1.067 | 1.0941 | 1 | 1.0032 | 1.0275 | 1 | 1.067 | 1.0941
2030 | CE012030.OCT | CE01 | Oct - 2030 | 1314746421.5958 | 1370627109.3574 | 1404783183.1826 | 373033922.4464 | 398027195.2504 | 408136414.5487 | 429135341.5366 | 457887409.4196 | 469516977.1752 | 505544240.0327 | 507208381.6295 | 519435076.3343 | 7032917.5801 | 7504123.058 | 7694715.1244 | 1 | 1.0425 | 1.0685 | 1 | 1.067 | 1.0941 | 1 | 1.067 | 1.0941 | 1 | 1.0033 | 1.0275 | 1 | 1.067 | 1.0941
2030 | CE012030.NOV | CE01 | Nov - 2030 | 1348955049.4921 | 1410962478.9565 | 1446219987.2614 | 449975396.9702 | 480123748.5672 | 492318081.8251 | 446812692.0379 | 476749142.4044 | 488857766.3586 | 445134719.2195 | 446586186.5556 | 457350163.9101 | 7032241.2646 | 7503401.4293 | 7693975.1676 | 1 | 1.046 | 1.0721 | 1 | 1.067 | 1.0941 | 1 | 1.067 | 1.0941 | 1 | 1.0033 | 1.0274 | 1 | 1.067 | 1.0941
2030 | CE012030.DEC | CE01 | Dec - 2030 | 1518992372.9769 | 1588004311.2723 | 1627546578.5317 | 537767705.6921 | 573798141.9735 | 588371646.7977 | 462165323.644 | 493130400.3281 | 505655080.5989 | 512117934.1959 | 513669285.0929 | 525925255.0614 | 6941409.4449 | 7406483.8778 | 7594596.0737 | 1 | 1.0454 | 1.0715 | 1 | 1.067 | 1.0941 | 1 | 1.067 | 1.0941 | 1 | 1.003 | 1.027 | 1 | 1.067 | 1.0941
2031 | CE012031.JAN | CE01 | Jan - 2031 | 1575730133.899 | 1649221792.1346 | 1690607923.2209 | 584548645.3217 | 623713404.5582 | 639554672.8464 | 483772220.4548 | 516184959.2252 | 529295186.3996 | 500783740.5338 | 502253990.4139 | 514509074.24 | 6625527.5888 | 7069437.9373 | 7248989.7349 | 1 | 1.0466 | 1.0729 | 1 | 1.067 | 1.0941 | 1 | 1.067 | 1.0941 | 1 | 1.0029 | 1.0274 | 1 | 1.067 | 1.0941
2031 | CE012031.FEB | CE01 | Feb - 2031 | 1404456976.5487 | 1469168405.739 | 1505935475.5024 | 502947718.1582 | 536645215.2748 | 550275098.4369 | 435365681.3337 | 464535181.9831 | 476333591.9472 | 459012118.4201 | 460378742.1158 | 471524256.224 | 7131458.6367 | 7609266.3653 | 7802528.8944 | 1 | 1.0461 | 1.0723 | 1 | 1.067 | 1.0941 | 1 | 1.067 | 1.0941 | 1 | 1.003 | 1.0273 | 1 | 1.067 | 1.0941
2031 | CE012031.MAR | CE01 | Mar - 2031 | 1450294241.3837 | 1515554074.2562 | 1553263841.451 | 488951403.0523 | 521711147.0568 | 534961730.0795 | 455489647.9295 | 486007454.3408 | 498351223.7997 | 498826094.7703 | 500337561.8198 | 512262542.2413 | 7027095.6315 | 7497911.0388 | 7688345.3305 | 1 | 1.045 | 1.071 | 1 | 1.067 | 1.0941 | 1 | 1.067 | 1.0941 | 1 | 1.003 | 1.0269 | 1 | 1.067 | 1.0941
2031 | CE012031.APR | CE01 | Apr - 2031 | 1284495041.9295 | 1340485882.8367 | 1373815837.3023 | 397806145.0622 | 424459156.7814 | 435239703.3125 | 408075089.7004 | 435416120.7103 | 446474955.6412 | 471630930.0434 | 473159875.4543 | 484461212.4878 | 6982877.1235 | 7450729.8908 | 7639965.8608 | 1 | 1.0436 | 1.0695 | 1 | 1.067 | 1.0941 | 1 | 1.067 | 1.0941 | 1 | 1.0032 | 1.0272 | 1 | 1.067 | 1.0941
2031 | CE012031.MAY | CE01 | May - 2031 | 1356187180.4494 | 1414985228.1258 | 1450268608.7436 | 394405044.7469 | 420830182.745 | 431518559.4576 | 453665932.1165 | 484061549.5683 | 496355896.3286 | 501098255.3942 | 502605345.0919 | 514715815.8406 | 7017948.1918 | 7488150.7207 | 7678337.1167 | 1 | 1.0434 | 1.0694 | 1 | 1.067 | 1.0941 | 1 | 1.067 | 1.0941 | 1 | 1.003 | 1.0272 | 1 | 1.067 | 1.0941
2031 | CE012031.JUN | CE01 | Jun - 2031 | 1490554540.1981 | 1558145384.7866 | 1597075621.4925 | 509262603.8428 | 543383198.3003 | 557184214.8645 | 469320976.7102 | 500765482.1497 | 513484080.6186 | 505225711.1886 | 506799524.2335 | 519027349.6732 | 6745248.4565 | 7197180.1031 | 7379976.3363 | 1 | 1.0453 | 1.0715 | 1 | 1.067 | 1.0941 | 1 | 1.067 | 1.0941 | 1 | 1.0031 | 1.0273 | 1 | 1.067 | 1.0941
2031 | CE012031.JUL | CE01 | Jul - 2031 | 1675856294.0218 | 1755706486.4444 | 1799661163.8544 | 635460348.7499 | 678036192.1161 | 695257167.5672 | 523591244.1524 | 558671857.5106 | 572861180.2272 | 509597449.9765 | 511308299.848 | 523657362.5843 | 7207251.1431 | 7690136.9697 | 7885453.4757 | 1 | 1.0476 | 1.0739 | 1 | 1.067 | 1.0941 | 1 | 1.067 | 1.0941 | 1 | 1.0034 | 1.0276 | 1 | 1.067 | 1.0941
2031 | CE012031.AUG | CE01 | Aug - 2031 | 1645849860.8131 | 1722589309.7643 | 1765796430.3562 | 602020272.1744 | 642355630.4101 | 658670379.786 | 509273751.273 | 543395092.6083 | 557196411.2678 | 527573711.47 | 529388658.4153 | 542290495.36 | 6982125.8956 | 7449928.3306 | 7639143.9424 | 1 | 1.0466 | 1.0729 | 1 | 1.067 | 1.0941 | 1 | 1.067 | 1.0941 | 1 | 1.0034 | 1.0279 | 1 | 1.067 | 1.0941
2031 | CE012031.SEP | CE01 | Sep - 2031 | 1397446477.5354 | 1459652145.208 | 1496142459.7033 | 444596094.8149 | 474384033.1675 | 486432587.337 | 453651684.3694 | 484046347.2222 | 496340307.8686 | 492259020.3647 | 493817128.407 | 505776862.8129 | 6939677.9863 | 7404636.4114 | 7592701.6848 | 1 | 1.0445 | 1.0706 | 1 | 1.067 | 1.0941 | 1 | 1.067 | 1.0941 | 1 | 1.0032 | 1.0275 | 1 | 1.067 | 1.0941
2031 | CE012031.OCT | CE01 | Oct - 2031 | 1311060678.8706 | 1366838171.0819 | 1400901305.2838 | 376021252.5385 | 401214676.4586 | 411404852.4023 | 424804014.6687 | 453265883.6515 | 464778072.449 | 503283393.3481 | 504939807.4294 | 517112177.1936 | 6952018.3154 | 7417803.5426 | 7606203.2389 | 1 | 1.0425 | 1.0685 | 1 | 1.067 | 1.0941 | 1 | 1.067 | 1.0941 | 1 | 1.0033 | 1.0275 | 1 | 1.067 | 1.0941
2031 | CE012031.NOV | CE01 | Nov - 2031 | 1345977454.2271 | 1407911934.5557 | 1443094906.8785 | 453578889.7443 | 483968675.3572 | 496260663.2693 | 442302945.0405 | 471937242.3582 | 483923652.1688 | 443144030.2264 | 444588671.147 | 455304857.6793 | 6951589.2159 | 7417345.6933 | 7605733.7611 | 1 | 1.046 | 1.0722 | 1 | 1.067 | 1.0941 | 1 | 1.067 | 1.0941 | 1 | 1.0033 | 1.0274 | 1 | 1.067 | 1.0941
2031 | CE012031.DEC | CE01 | Dec - 2031 | 1516263492.4929 | 1585238964.2273 | 1624714175.4193 | 542074256.7939 | 578393231.9991 | 593083444.3582 | 457500620.251 | 488153161.8078 | 500551428.6166 | 509827689.2638 | 511371962.1818 | 523572763.1063 | 6860926.1842 | 7320608.2386 | 7506539.3381 | 1 | 1.0455 | 1.0715 | 1 | 1.067 | 1.0941 | 1 | 1.067 | 1.0941 | 1 | 1.003 | 1.027 | 1 | 1.067 | 1.0941
2032 | CE012032.JAN | CE01 | Jan - 2032 | 1600255338.2491 | 1672597420.1771 | 1714534377.2453 | 572714100.122 | 611085944.8301 | 626606496.9434 | 476622948.7481 | 508556686.3142 | 521473168.2253 | 544376613.5849 | 545974820.9604 | 559297464.5902 | 6541675.7942 | 6979968.0724 | 7157247.4864 | 1 | 1.0452 | 1.0714 | 1 | 1.067 | 1.0941 | 1 | 1.067 | 1.0941 | 1 | 1.0029 | 1.0274 | 1 | 1.067 | 1.0941
2032 | CE012032.FEB | CE01 | Feb - 2032 | 1473217390.8575 | 1542273523.3946 | 1580892508.3382 | 526646923.4853 | 561932267.3588 | 576204398.9853 | 476411985.7721 | 508331588.8189 | 521242353.6333 | 463104241.0501 | 464482792.5501 | 475727711.1338 | 7054240.55 | 7526874.6669 | 7718044.5858 | 1 | 1.0469 | 1.0731 | 1 | 1.067 | 1.0941 | 1 | 1.067 | 1.0941 | 1 | 1.003 | 1.0273 | 1 | 1.067 | 1.0941
2032 | CE012032.MAR | CE01 | Mar - 2032 | 1481789896.4875 | 1546036653.7207 | 1584443423.0823 | 477472287.0463 | 509462930.2784 | 522402429.2573 | 449729564.6381 | 479861445.4688 | 492049116.6705 | 547641257.8285 | 549300056.2716 | 562391397.5255 | 6946786.9746 | 7412221.7019 | 7600479.6289 | 1 | 1.0434 | 1.0693 | 1 | 1.067 | 1.0941 | 1 | 1.067 | 1.0941 | 1 | 1.003 | 1.0269 | 1 | 1.067 | 1.0941
2032 | CE012032.APR | CE01 | Apr - 2032 | 1299540652.6536 | 1356971491.1352 | 1390729627.3828 | 422584357.1666 | 450897509.0968 | 462349545.176 | 405215871.2243 | 432365334.5963 | 443346684.7065 | 464837015.8582 | 466342710.6745 | 477480378.365 | 6903408.4044 | 7365936.7675 | 7553019.1353 | 1 | 1.0442 | 1.0702 | 1 | 1.067 | 1.0941 | 1 | 1.067 | 1.0941 | 1 | 1.0032 | 1.0272 | 1 | 1.067 | 1.0941
2032 | CE012032.MAY | CE01 | May - 2032 | 1303851956.3244 | 1361899739.958 | 1395891121.9794 | 412176266.0773 | 439792075.9044 | 450962052.7151 | 426711095.0272 | 455300738.394 | 466864609.0692 | 458026486.3655 | 459403963.5118 | 470473475.2973 | 6938108.8545 | 7402962.1478 | 7590984.8977 | 1 | 1.0445 | 1.0706 | 1 | 1.067 | 1.0941 | 1 | 1.067 | 1.0941 | 1 | 1.003 | 1.0272 | 1 | 1.067 | 1.0941
2032 | CE012032.JUN | CE01 | Jun - 2032 | 1461419178.5208 | 1528515249.9067 | 1566721848.4527 | 509092168.0773 | 543201343.3385 | 556997741.0934 | 463270494.6457 | 494309617.787 | 506864248.1919 | 482393841.5358 | 483895215.3437 | 495570227.2573 | 6662674.262 | 7109073.4376 | 7289631.9101 | 1 | 1.0459 | 1.0721 | 1 | 1.067 | 1.0941 | 1 | 1.067 | 1.0941 | 1 | 1.0031 | 1.0273 | 1 | 1.067 | 1.0941
2032 | CE012032.JUL | CE01 | Jul - 2032 | 1671914493.354 | 1751867508.6919 | 1795732130.4908 | 645999852.7204 | 689281842.8527 | 706788438.8614 | 514960304.7946 | 549462645.2158 | 563418069.4757 | 503823644.9311 | 505514573.4247 | 517723933.2314 | 7130690.9079 | 7608447.1987 | 7801688.9223 | 1 | 1.0478 | 1.0741 | 1 | 1.067 | 1.0941 | 1 | 1.067 | 1.0941 | 1 | 1.0034 | 1.0276 | 1 | 1.067 | 1.0941
2032 | CE012032.AUG | CE01 | Aug - 2032 | 1610103693.9891 | 1685206753.0603 | 1727475485.7363 | 587387639.8636 | 626742611.7344 | 642660816.7747 | 500168552.8598 | 533679845.9014 | 547234413.6839 | 515645033.1323 | 517419361.926 | 530028264.8929 | 6902468.1335 | 7364933.4984 | 7551990.3848 | 1 | 1.0466 | 1.0729 | 1 | 1.067 | 1.0941 | 1 | 1.067 | 1.0941 | 1 | 1.0034 | 1.0279 | 1 | 1.067 | 1.0941
2032 | CE012032.SEP | CE01 | Sep - 2032 | 1363989050.2897 | 1424702610.1434 | 1460319523.1154 | 435564792.9776 | 464747634.1071 | 476551439.9968 | 441035059.2095 | 470584408.1765 | 482536458.2811 | 480528847.8872 | 482050574.1799 | 493725715.6668 | 6860350.2154 | 7319993.6798 | 7505909.1707 | 1 | 1.0445 | 1.0706 | 1 | 1.067 | 1.0941 | 1 | 1.067 | 1.0941 | 1 | 1.0032 | 1.0275 | 1 | 1.067 | 1.0941
2032 | CE012032.OCT | CE01 | Oct - 2032 | 1337875008.2487 | 1396324248.8192 | 1431154394.1944 | 402458965.3094 | 429423715.9851 | 440330353.945 | 439002622.3207 | 468415798.0162 | 480312769.0811 | 489540678.2806 | 491151518.7432 | 502991803.7763 | 6872742.3381 | 7333216.0748 | 7519467.3921 | 1 | 1.0437 | 1.0697 | 1 | 1.067 | 1.0941 | 1 | 1.067 | 1.0941 | 1 | 1.0033 | 1.0275 | 1 | 1.067 | 1.0941
2032 | CE012032.NOV | CE01 | Nov - 2032 | 1337277808.3189 | 1398280330.2184 | 1433211364.8271 | 458117436.1314 | 488811304.3522 | 501226286.8714 | 423665755.2425 | 452051360.8437 | 463532702.8108 | 448622169.9689 | 450084764.0989 | 460933230.9083 | 6872446.9761 | 7332900.9235 | 7519144.2366 | 1 | 1.0456 | 1.0717 | 1 | 1.067 | 1.0941 | 1 | 1.067 | 1.0941 | 1 | 1.0033 | 1.0274 | 1 | 1.067 | 1.0941
2032 | CE012032.DEC | CE01 | Dec - 2032 | 1520453206.1936 | 1590656902.9046 | 1630294059.4084 | 552786290.023 | 589822971.4545 | 604803479.9141 | 465860788.5175 | 497073461.3482 | 509698288.717 | 495023508.577 | 496523415.5476 | 508371427.246 | 6782619.0762 | 7237054.5543 | 7420863.5312 | 1 | 1.0462 | 1.0722 | 1 | 1.067 | 1.0941 | 1 | 1.067 | 1.0941 | 1 | 1.003 | 1.027 | 1 | 1.067 | 1.0941
2033 | CE012033.JAN | CE01 | Jan - 2033 | 1574381375.0263 | 1648076716.9025 | 1689437551.1825 | 595648091.4858 | 635556513.6153 | 651698576.8946 | 476065289.387 | 507961663.7759 | 520863033.1183 | 496202582.8069 | 497659945.6045 | 509802134.6153 | 6465411.3466 | 6898593.9068 | 7073806.5543 | 1 | 1.0468 | 1.0731 | 1 | 1.067 | 1.0941 | 1 | 1.067 | 1.0941 | 1 | 1.0029 | 1.0274 | 1 | 1.067 | 1.0941
2033 | CE012033.FEB | CE01 | Feb - 2033 | 1402716376.6548 | 1467580138.2987 | 1504311274.9929 | 512497720.8239 | 546835068.1191 | 560723756.3534 | 428429910.4204 | 457134714.4186 | 468745164.991 | 454813086.4971 | 456167327.7005 | 467210285.2314 | 6975658.9134 | 7443028.0606 | 7632068.4172 | 1 | 1.0462 | 1.0724 | 1 | 1.067 | 1.0941 | 1 | 1.067 | 1.0941 | 1 | 1.003 | 1.0273 | 1 | 1.067 | 1.0941
2033 | CE012033.MAR | CE01 | Mar - 2033 | 1447600306.3513 | 1512971606.6797 | 1550624158.1449 | 498235642.8132 | 531617430.8816 | 545119616.8019 | 448233283.942 | 478264913.9661 | 490412035.961 | 494262845.5403 | 495760535.9944 | 507577642.2716 | 6868534.0559 | 7328725.8376 | 7514863.1105 | 1 | 1.0452 | 1.0712 | 1 | 1.067 | 1.0941 | 1 | 1.067 | 1.0941 | 1 | 1.003 | 1.0269 | 1 | 1.067 | 1.0941
2033 | CE012033.APR | CE01 | Apr - 2033 | 1281074981.2262 | 1337111356.8628 | 1370361773.6018 | 405359712.9752 | 432518813.7445 | 443504061.9661 | 401574082.7103 | 428479546.2519 | 439362203.8933 | 467316461.5324 | 468831016.3494 | 480028577.2048 | 6824724.0084 | 7281980.517 | 7466930.5376 | 1 | 1.0437 | 1.0697 | 1 | 1.067 | 1.0941 | 1 | 1.067 | 1.0941 | 1 | 1.0032 | 1.0272 | 1 | 1.067 | 1.0941
2033 | CE012033.MAY | CE01 | May - 2033 | 1351706683.1367 | 1410497790.0594 | 1445673042.9891 | 401894032.3548 | 428820932.5226 | 439712260.7994 | 446438621.5791 | 476350009.2248 | 488448495.8696 | 496514220.4929 | 498007432.4184 | 510006969.6105 | 6859808.7099 | 7319415.8935 | 7505316.7095 | 1 | 1.0435 | 1.0695 | 1 | 1.067 | 1.0941 | 1 | 1.067 | 1.0941 | 1 | 1.003 | 1.0272 | 1 | 1.067 | 1.0941
2033 | CE012033.JUN | CE01 | Jun - 2033 | 1487966015.0971 | 1555677760.3559 | 1594550892.3762 | 518932513.9521 | 553700992.3869 | 567764063.515 | 461844267.0869 | 492787832.9817 | 505303812.6197 | 500603918.4201 | 502162403.2015 | 514278022.4019 | 6585315.638 | 7026531.7858 | 7204993.8396 | 1 | 1.0455 | 1.0716 | 1 | 1.067 | 1.0941 | 1 | 1.067 | 1.0941 | 1 | 1.0031 | 1.0273 | 1 | 1.067 | 1.0941
2033 | CE012033.JUL | CE01 | Jul - 2033 | 1674763956.1888 | 1754837446.8402 | 1798775704.2856 | 647526509.5165 | 690910785.6541 | 708458754.062 | 515249959.8543 | 549771707.1645 | 563734981.0766 | 504935664.6456 | 506630659.7637 | 518866570.5082 | 7051822.1723 | 7524294.2579 | 7715398.6388 | 1 | 1.0478 | 1.074 | 1 | 1.067 | 1.0941 | 1 | 1.067 | 1.0941 | 1 | 1.0034 | 1.0276 | 1 | 1.067 | 1.0941
2033 | CE012033.AUG | CE01 | Aug - 2033 | 1644184291.2333 | 1721119127.9361 | 1764293032.3108 | 613451470.6798 | 654552719.2153 | 671177254.0707 | 501160557.6465 | 534738315.0088 | 548319766.121 | 522747479.7274 | 524546050.0593 | 537329016.8422 | 6824783.1797 | 7282043.6527 | 7466995.2769 | 1 | 1.0468 | 1.0731 | 1 | 1.067 | 1.0941 | 1 | 1.067 | 1.0941 | 1 | 1.0034 | 1.0279 | 1 | 1.067 | 1.0941
2033 | CE012033.SEP | CE01 | Sep - 2033 | 1394001188.2945 | 1456263811.7683 | 1492673372.9585 | 453038113.2143 | 483391666.7997 | 495668999.6678 | 446424600.8115 | 476335049.0659 | 488433155.7479 | 487755846.5749 | 489300032.1535 | 501150344.5831 | 6782627.6937 | 7237063.7492 | 7420872.9597 | 1 | 1.0447 | 1.0708 | 1 | 1.067 | 1.0941 | 1 | 1.067 | 1.0941 | 1 | 1.0032 | 1.0275 | 1 | 1.067 | 1.0941
2033 | CE012033.OCT | CE01 | Oct - 2033 | 1306672248.0457 | 1362449009.856 | 1396406617.4202 | 383161167.5524 | 408832965.7784 | 419216633.4191 | 418036500.7025 | 446044946.2496 | 457373735.4186 | 498679368.8568 | 500320607.7615 | 512381608.2997 | 6795210.9339 | 7250490.0665 | 7434640.2828 | 1 | 1.0427 | 1.0687 | 1 | 1.067 | 1.0941 | 1 | 1.067 | 1.0941 | 1 | 1.0033 | 1.0275 | 1 | 1.067 | 1.0941
2033 | CE012033.NOV | CE01 | Nov - 2033 | 1343333306.8718 | 1405349164.7633 | 1440472131.6375 | 462191474.0146 | 493158302.7736 | 505683691.7194 | 435256657.2125 | 464418853.2458 | 476214308.6562 | 439090159.1961 | 440521726.1934 | 451139703.7655 | 6795016.4486 | 7250282.5506 | 7434427.4964 | 1 | 1.0462 | 1.0723 | 1 | 1.067 | 1.0941 | 1 | 1.067 | 1.0941 | 1 | 1.0033 | 1.0274 | 1 | 1.067 | 1.0941
2033 | CE012033.DEC | CE01 | Dec - 2033 | 1514448333.7487 | 1583600751.8249 | 1623042177.4132 | 552367196.6175 | 589375798.7909 | 604344949.8192 | 450212219.647 | 480376438.3634 | 492577189.5158 | 505163797.7095 | 506694151.8711 | 518783966.5327 | 6705119.7747 | 7154362.7996 | 7336071.5455 | 1 | 1.0457 | 1.0717 | 1 | 1.067 | 1.0941 | 1 | 1.067 | 1.0941 | 1 | 1.003 | 1.027 | 1 | 1.067 | 1.0941
2034 | CE012034.JAN | CE01 | Jan - 2034 | 1576560901.6132 | 1650542647.2134 | 1691969076.9722 | 602621986.1421 | 642997659.2136 | 659328715.0381 | 473545554.3861 | 505273106.53 | 518106191.0539 | 494005416.4827 | 495455944.5791 | 507545120.691 | 6387944.6023 | 6815936.8906 | 6989050.1893 | 1 | 1.0469 | 1.0732 | 1 | 1.067 | 1.0941 | 1 | 1.067 | 1.0941 | 1 | 1.0029 | 1.0274 | 1 | 1.067 | 1.0941
2034 | CE012034.FEB | CE01 | Feb - 2034 | 1404357374.2223 | 1469459854.6316 | 1506241551.2603 | 518498084.4072 | 553237456.0625 | 567288754.1499 | 426162301.618 | 454715175.8264 | 466264174.2003 | 452799191.3017 | 454147273.4553 | 465141743.3268 | 6897796.8954 | 7359949.2874 | 7546879.5832 | 1 | 1.0464 | 1.0725 | 1 | 1.067 | 1.0941 | 1 | 1.067 | 1.0941 | 1 | 1.003 | 1.0273 | 1 | 1.067 | 1.0941
2034 | CE012034.MAR | CE01 | Mar - 2034 | 1448795906.2545 | 1514387107.317 | 1552078052.1038 | 504069024.8666 | 537841649.5326 | 551501920.1065 | 445860859.1522 | 475733536.7154 | 487816365.9984 | 492074268.2995 | 493565119.619 | 505328908.0172 | 6791753.9363 | 7246801.45 | 7430857.9817 | 1 | 1.0453 | 1.0713 | 1 | 1.067 | 1.0941 | 1 | 1.067 | 1.0941 | 1 | 1.003 | 1.0269 | 1 | 1.067 | 1.0941
2034 | CE012034.APR | CE01 | Apr - 2034 | 1281549737.6789 | 1337749715.113 | 1371019461.5317 | 410105696.3446 | 437582777.9997 | 448696642.3706 | 399448617.3714 | 426211674.7352 | 437036732.266 | 465247201.8638 | 466754909.3983 | 477902857.0964 | 6748222.0992 | 7200352.9798 | 7383229.7987 | 1 | 1.0439 | 1.0698 | 1 | 1.067 | 1.0941 | 1 | 1.067 | 1.0941 | 1 | 1.0032 | 1.0272 | 1 | 1.067 | 1.0941
2034 | CE012034.MAY | CE01 | May - 2034 | 1351774253.5485 | 1410710613.2038 | 1445894239.7429 | 406599439.2632 | 433841601.6939 | 444860446.4979 | 444075695.6409 | 473828767.2489 | 485863218.6007 | 494315674.2487 | 495802309.0909 | 507748808.131 | 6783444.3957 | 7237935.1702 | 7421766.5133 | 1 | 1.0436 | 1.0696 | 1 | 1.067 | 1.0941 | 1 | 1.067 | 1.0941 | 1 | 1.003 | 1.0272 | 1 | 1.067 | 1.0941
2034 | CE012034.JUN | CE01 | Jun - 2034 | 1489304786.5278 | 1557248009.0761 | 1596163999.5494 | 525008216.599 | 560183767.1111 | 574411489.781 | 459399801.6098 | 490179588.3177 | 502629322.9413 | 498387263.1477 | 499939011.6296 | 512001137.2193 | 6509505.1713 | 6945642.0177 | 7122049.6079 | 1 | 1.0456 | 1.0718 | 1 | 1.067 | 1.0941 | 1 | 1.067 | 1.0941 | 1 | 1.0031 | 1.0273 | 1 | 1.067 | 1.0941
2034 | CE012034.JUL | CE01 | Jul - 2034 | 1677305739.5803 | 1757691782.0459 | 1801705525.3415 | 655107800.7673 | 699000023.4188 | 716753444.8195 | 512522826.8601 | 546861856.2598 | 560751224.8677 | 502699828.5643 | 504387274.9918 | 516569198.0989 | 6975283.3885 | 7442627.3756 | 7631657.5554 | 1 | 1.0479 | 1.0742 | 1 | 1.067 | 1.0941 | 1 | 1.067 | 1.0941 | 1 | 1.0034 | 1.0276 | 1 | 1.067 | 1.0941
2034 | CE012034.AUG | CE01 | Aug - 2034 | 1646323336.8306 | 1723548601.3989 | 1766786750.8186 | 620633808.6986 | 662216273.8814 | 679035450.0971 | 498507997.5328 | 531908033.3675 | 545417600.1006 | 520432773.6006 | 522223370.4324 | 534949885.5887 | 6748756.9987 | 7200923.7176 | 7383815.0323 | 1 | 1.0469 | 1.0732 | 1 | 1.067 | 1.0941 | 1 | 1.067 | 1.0941 | 1 | 1.0034 | 1.0279 | 1 | 1.067 | 1.0941
2034 | CE012034.SEP | CE01 | Sep - 2034 | 1394706935.733 | 1457154742.7611 | 1493589630.6272 | 458342319.0399 | 489051254.4156 | 501472331.2616 | 444061749.083 | 473813886.2716 | 485847959.6717 | 485596082.0801 | 487133461.9135 | 498931445.6456 | 6706785.53 | 7156140.1605 | 7337894.0483 | 1 | 1.0448 | 1.0709 | 1 | 1.067 | 1.0941 | 1 | 1.067 | 1.0941 | 1 | 1.0032 | 1.0275 | 1 | 1.067 | 1.0941
2034 | CE012034.OCT | CE01 | Oct - 2034 | 1306661879.2784 | 1362578522.7288 | 1396542394.9911 | 387647248.6078 | 413619614.2646 | 424124854.7018 | 415823902.5023 | 443684103.97 | 454952931.7278 | 496471235.4174 | 498105105.7291 | 510112811.5427 | 6719492.7508 | 7169698.7651 | 7351797.0187 | 1 | 1.0428 | 1.0688 | 1 | 1.067 | 1.0941 | 1 | 1.067 | 1.0941 | 1 | 1.0033 | 1.0275 | 1 | 1.067 | 1.0941
2034 | CE012034.NOV | CE01 | Nov - 2034 | 1344421102.9841 | 1406633707.4191 | 1441791882.5415 | 467602848.1076 | 498932238.9308 | 511604276.1146 | 432952915.5662 | 461960760.9091 | 473693784.9209 | 437145884.5299 | 438571049.3284 | 449142066.0307 | 6719454.7805 | 7169658.2508 | 7351755.4753 | 1 | 1.0463 | 1.0724 | 1 | 1.067 | 1.0941 | 1 | 1.067 | 1.0941 | 1 | 1.0033 | 1.0274 | 1 | 1.067 | 1.0941
2034 | CE012034.DEC | CE01 | Dec - 2034 | 1516220488.9439 | 1585634756.7772 | 1625131382.8827 | 558834355.156 | 596276256.9515 | 611420667.9762 | 447829320.6772 | 477833885.1625 | 489970059.7529 | 502926951.4636 | 504450552.2857 | 516486923.5256 | 6629861.647 | 7074062.3774 | 7253731.628 | 1 | 1.0458 | 1.0718 | 1 | 1.067 | 1.0941 | 1 | 1.067 | 1.0941 | 1 | 1.003 | 1.027 | 1 | 1.067 | 1.0941
2024 | OE012024.JAN | OE01 | Jan - 2024 | 2161857293.1074 | 2269300948.1071 | 2325343992.8849 | 962463499.4118 | 1026948553.8724 | 1053031314.7064 | 522518235.4972 | 557526957.2756 | 571687201.4575 | 667561933.4287 | 674887799.33 | 690435439.8605 | 9313624.7696 | 9937637.6292 | 10190036.8604 | 1 | 1.0497 | 1.0756 | 1 | 1.067 | 1.0941 | 1 | 1.067 | 1.0941 | 1 | 1.011 | 1.0343 | 1 | 1.067 | 1.0941
2024 | OE012024.FEB | OE01 | Feb - 2024 | 2066325732.4166 | 2169166624.6389 | 2222646185.2405 | 888037790.7488 | 947536322.729 | 971602146.8583 | 540348460.9292 | 576551807.8115 | 591195251.1027 | 628638446.3762 | 635154290.4338 | 649672525.5837 | 9301034.3623 | 9924203.6646 | 10176261.6958 | 1 | 1.0498 | 1.0757 | 1 | 1.067 | 1.0941 | 1 | 1.067 | 1.0941 | 1 | 1.0104 | 1.0335 | 1 | 1.067 | 1.0941
2024 | OE012024.MAR | OE01 | Mar - 2024 | 1967335206.7311 | 2058565538.3319 | 2108128994.1054 | 789528708.7366 | 842427132.222 | 863823360.2287 | 513095918.4461 | 547473344.982 | 561378244.3719 | 655398687.6645 | 658729272.4878 | 672739248.5946 | 9311891.8839 | 9935788.6401 | 10188140.9101 | 1 | 1.0464 | 1.0716 | 1 | 1.067 | 1.0941 | 1 | 1.067 | 1.0941 | 1 | 1.0051 | 1.0265 | 1 | 1.067 | 1.0941
2024 | OE012024.APR | OE01 | Apr - 2024 | 1718336378.0827 | 1799962642.1057 | 1843719442.9684 | 687936073.0446 | 734027789.9386 | 752670857.5182 | 461861154.7666 | 492805852.136 | 505322289.4301 | 559318897.4013 | 563290990.2187 | 575638417.3549 | 9220252.8701 | 9838009.8124 | 10087878.6652 | 1 | 1.0475 | 1.073 | 1 | 1.067 | 1.0941 | 1 | 1.067 | 1.0941 | 1 | 1.0071 | 1.0292 | 1 | 1.067 | 1.0941
2024 | OE012024.MAY | OE01 | May - 2024 | 1737415034.4387 | 1819501322.958 | 1863902314.9766 | 659628241.2984 | 703823333.4654 | 721699258.8046 | 480645698.0702 | 512848959.8409 | 525874458.2586 | 587848688.4951 | 592914031.8361 | 606161775.8796 | 9292406.5751 | 9914997.8156 | 10166822.0338 | 1 | 1.0472 | 1.0728 | 1 | 1.067 | 1.0941 | 1 | 1.067 | 1.0941 | 1 | 1.0086 | 1.0312 | 1 | 1.067 | 1.0941
2024 | OE012024.JUN | OE01 | Jun - 2024 | 1949051589.5399 | 2042588734.6834 | 2092658598.4718 | 771616557.8596 | 823314867.2362 | 844225675.9542 | 519814962.1223 | 554642564.5845 | 568729550.0581 | 648307188.4105 | 654694458.6784 | 669514149.1961 | 9312881.1474 | 9936844.1843 | 10189223.2634 | 1 | 1.048 | 1.0737 | 1 | 1.067 | 1.0941 | 1 | 1.067 | 1.0941 | 1 | 1.0099 | 1.0327 | 1 | 1.067 | 1.0941
2024 | OE012024.JUL | OE01 | Jul - 2024 | 2149901487.9617 | 2256748866.5492 | 2312316758.77 | 913084751.6923 | 974261430.0557 | 999006026.8266 | 577250580.1655 | 615926369.0366 | 631569859.7591 | 650272335.2448 | 656644560.6003 | 671572502.7824 | 9293820.8591 | 9916506.8566 | 10168369.4019 | 1 | 1.0497 | 1.0755 | 1 | 1.067 | 1.0941 | 1 | 1.067 | 1.0941 | 1 | 1.0098 | 1.0328 | 1 | 1.067 | 1.0941
2024 | OE012024.AUG | OE01 | Aug - 2024 | 2166580492.3077 | 2272247251.9729 | 2328307855.0266 | 869791656.6298 | 928067697.624 | 951639051.5186 | 575849977.9231 | 614431926.4439 | 630037460.8456 | 711679658.3127 | 719868062.1002 | 736500852.5526 | 9259199.4422 | 9879565.8049 | 10130490.1098 | 1 | 1.0488 | 1.0746 | 1 | 1.067 | 1.0941 | 1 | 1.067 | 1.0941 | 1 | 1.0115 | 1.0349 | 1 | 1.067 | 1.0941
2024 | OE012024.SEP | OE01 | Sep - 2024 | 1845959537.8284 | 1932857696.4793 | 1980419969.1159 | 691163292.3977 | 737471232.9884 | 756201758.2124 | 490111665.19 | 522949146.7578 | 536231172.8844 | 655410939.9552 | 662542342.5486 | 677840748.1828 | 9273640.2855 | 9894974.1846 | 10146289.8363 | 1 | 1.0471 | 1.0728 | 1 | 1.067 | 1.0941 | 1 | 1.067 | 1.0941 | 1 | 1.0109 | 1.0342 | 1 | 1.067 | 1.0941
2024 | OE012024.OCT | OE01 | Oct - 2024 | 1836108701.527 | 1920626161.2276 | 1967269717.6515 | 638829883.0026 | 681631485.1638 | 698943774.9931 | 533165081.1201 | 568887141.5552 | 583335915.2535 | 654819307.1878 | 660190377.4677 | 674820991.305 | 9294430.2165 | 9917157.041 | 10169036.0999 | 1 | 1.046 | 1.0714 | 1 | 1.067 | 1.0941 | 1 | 1.067 | 1.0941 | 1 | 1.0082 | 1.0305 | 1 | 1.067 | 1.0941
2024 | OE012024.NOV | OE01 | Nov - 2024 | 1836776876.6574 | 1923609285.3437 | 1970452740.3595 | 752240749.5294 | 802640879.7479 | 823026604.0601 | 460134414.8971 | 490963420.6952 | 503433063.3389 | 615136896.6484 | 620119426.6741 | 633856438.2317 | 9264815.5825 | 9885558.2265 | 10136634.7288 | 1 | 1.0473 | 1.0728 | 1 | 1.067 | 1.0941 | 1 | 1.067 | 1.0941 | 1 | 1.0081 | 1.0304 | 1 | 1.067 | 1.0941
2024 | OE012024.DEC | OE01 | Dec - 2024 | 2116094322.7041 | 2221639651.7369 | 2276060597.0765 | 948105788.6484 | 1011628876.4878 | 1037322543.3602 | 544262542.8725 | 580728133.2449 | 595477648.1568 | 614407948.8747 | 619340290.861 | 633065535.4698 | 9318042.3085 | 9942351.1432 | 10194870.0898 | 1 | 1.0499 | 1.0756 | 1 | 1.067 | 1.0941 | 1 | 1.067 | 1.0941 | 1 | 1.008 | 1.0304 | 1 | 1.067 | 1.0941
2025 | OE012025.JAN | OE01 | Jan - 2025 | 2136612927.9135 | 2244080850.8207 | 2299439773.3018 | 999233246.6379 | 1066181874.1626 | 1093261095.1465 | 499218936.7227 | 532666605.4831 | 546195438.6683 | 628820863.1229 | 635266717.6891 | 649764475.2144 | 9339881.43 | 9965653.4858 | 10218764.2725 | 1 | 1.0503 | 1.0762 | 1 | 1.067 | 1.0941 | 1 | 1.067 | 1.0941 | 1 | 1.0103 | 1.0333 | 1 | 1.067 | 1.0941
2025 | OE012025.FEB | OE01 | Feb - 2025 | 1970666080.0929 | 2068453868.4275 | 2119341052.4511 | 873428899.6179 | 931948635.8923 | 955618559.0719 | 490520331.5277 | 523385193.7401 | 536678294.7245 | 597425046.7566 | 603205685.8577 | 616878037.8779 | 9291802.1906 | 9914352.9374 | 10166160.7768 | 1 | 1.0496 | 1.0754 | 1 | 1.067 | 1.0941 | 1 | 1.067 | 1.0941 | 1 | 1.0097 | 1.0326 | 1 | 1.067 | 1.0941
2025 | OE012025.MAR | OE01 | Mar - 2025 | 2015140633.9689 | 2109317095.3375 | 2160176078.1892 | 828140744.0595 | 883626173.9115 | 906068788.0755 | 515282837.8757 | 549806788.0134 | 563770952.9198 | 662435002.4851 | 665980186.5444 | 680180846.7828 | 9282049.5485 | 9903946.8683 | 10155490.411 | 1 | 1.0467 | 1.072 | 1 | 1.067 | 1.0941 | 1 | 1.067 | 1.0941 | 1 | 1.0054 | 1.0268 | 1 | 1.067 | 1.0941
2025 | OE012025.APR | OE01 | Apr - 2025 | 1756878680.911 | 1838379213.9243 | 1883180511.1936 | 663351897.3562 | 707796474.4791 | 725773310.8974 | 464033326.3237 | 495123559.1874 | 507698862.3308 | 620260690.0958 | 625607817.7245 | 639606767.4427 | 9232767.1353 | 9851362.5334 | 10101570.5227 | 1 | 1.0464 | 1.0719 | 1 | 1.067 | 1.0941 | 1 | 1.067 | 1.0941 | 1 | 1.0086 | 1.0312 | 1 | 1.067 | 1.0941
2025 | OE012025.MAY | OE01 | May - 2025 | 1807428996.9832 | 1891660644.4979 | 1937959014.9015 | 643586439.7175 | 686706731.1786 | 704147923.695 | 508988491.8467 | 543090720.8004 | 556884308.9295 | 645566331.66 | 651953180.5981 | 666765072.7714 | 9287733.759 | 9910011.9208 | 10161709.5057 | 1 | 1.0466 | 1.0722 | 1 | 1.067 | 1.0941 | 1 | 1.067 | 1.0941 | 1 | 1.0099 | 1.0328 | 1 | 1.067 | 1.0941
2025 | OE012025.JUN | OE01 | Jun - 2025 | 1975023706.066 | 2069750790.2879 | 2120524498.4341 | 780794208.9146 | 833107420.9119 | 854266943.9735 | 523997294.2352 | 559105112.949 | 573305439.6228 | 660940754.853 | 667624281.3436 | 682786341.5119 | 9291448.0632 | 9913975.0834 | 10165773.3259 | 1 | 1.048 | 1.0737 | 1 | 1.067 | 1.0941 | 1 | 1.067 | 1.0941 | 1 | 1.0101 | 1.0331 | 1 | 1.067 | 1.0941
2025 | OE012025.JUL | OE01 | Jul - 2025 | 2187255077.3655 | 2296385363.1208 | 2352965537.6144 | 941042187.5893 | 1004092014.1578 | 1029594257.4414 | 581390589.3639 | 620343758.8513 | 636099443.823 | 655517950.656 | 662021848.9217 | 677091947.2815 | 9304349.7564 | 9927741.1901 | 10179889.0685 | 1 | 1.0499 | 1.0758 | 1 | 1.067 | 1.0941 | 1 | 1.067 | 1.0941 | 1 | 1.0099 | 1.0329 | 1 | 1.067 | 1.0941
2025 | OE012025.AUG | OE01 | Aug - 2025 | 2177310400.1455 | 2284166855.8105 | 2340518239.3665 | 894341916.6127 | 954262825.0257 | 978499490.9659 | 572993074.4787 | 611383610.4688 | 626911722.7872 | 700719415.6971 | 708644275.4041 | 724980043.2816 | 9255993.357 | 9876144.9119 | 10126982.3319 | 1 | 1.0491 | 1.075 | 1 | 1.067 | 1.0941 | 1 | 1.067 | 1.0941 | 1 | 1.0113 | 1.0346 | 1 | 1.067 | 1.0941
2025 | OE012025.SEP | OE01 | Sep - 2025 | 1874719397.4433 | 1962998210.0546 | 2011339874.8867 | 693173323.8879 | 739615936.5884 | 758400933.6657 | 504943562.117 | 538774780.7788 | 552458751.3122 | 667334806.7419 | 674718851.7761 | 690340394.2002 | 9267704.6966 | 9888640.9112 | 10139795.7085 | 1 | 1.0471 | 1.0729 | 1 | 1.067 | 1.0941 | 1 | 1.067 | 1.0941 | 1 | 1.0111 | 1.0345 | 1 | 1.067 | 1.0941
2025 | OE012025.OCT | OE01 | Oct - 2025 | 1817639878.9641 | 1902285340.4004 | 1948428391.7328 | 624912577.9573 | 666781720.6805 | 683716851.5431 | 559843404.2511 | 597352912.336 | 612524668.5912 | 623589400.2259 | 628233479.5867 | 642017762.9453 | 9294496.5298 | 9917227.7973 | 10169108.6533 | 1 | 1.0466 | 1.072 | 1 | 1.067 | 1.0941 | 1 | 1.067 | 1.0941 | 1 | 1.0074 | 1.0296 | 1 | 1.067 | 1.0941
2025 | OE012025.NOV | OE01 | Nov - 2025 | 1816795959.4663 | 1901506452.4612 | 1947808424.6211 | 772505312.8562 | 824263168.8176 | 845198062.796 | 401710880.5498 | 428625509.5467 | 439511874.4096 | 633321677.5569 | 638739393.6639 | 652969212.7841 | 9258088.5033 | 9878380.4331 | 10129274.6315 | 1 | 1.0466 | 1.0721 | 1 | 1.067 | 1.0941 | 1 | 1.067 | 1.0941 | 1 | 1.0086 | 1.031 | 1 | 1.067 | 1.0941
2025 | OE012025.DEC | OE01 | Dec - 2025 | 2135606932.7159 | 2241979885.6241 | 2296929622.695 | 951191517.793 | 1014921349.4851 | 1040698639.6173 | 550117984.7077 | 586975889.6831 | 601884087.0687 | 624973925.1488 | 630134466.55 | 644146049.1158 | 9323505.0664 | 9948179.9059 | 10200846.8932 | 1 | 1.0498 | 1.0755 | 1 | 1.067 | 1.0941 | 1 | 1.067 | 1.0941 | 1 | 1.0083 | 1.0307 | 1 | 1.067 | 1.0941
2026 | OE012026.JAN | OE01 | Jan - 2026 | 2150384431.2959 | 2258662091.5561 | 2314394221.7788 | 1013365298.1099 | 1081260773.0833 | 1108722972.662 | 495701450.3547 | 528913447.5285 | 542346956.8331 | 631990174.2248 | 638535419.2612 | 653119065.1173 | 9327508.6065 | 9952451.6831 | 10205227.1664 | 1 | 1.0504 | 1.0763 | 1 | 1.067 | 1.0941 | 1 | 1.067 | 1.0941 | 1 | 1.0104 | 1.0334 | 1 | 1.067 | 1.0941
2026 | OE012026.FEB | OE01 | Feb - 2026 | 1982581219.9091 | 2081065369.1334 | 2132275453.4461 | 885781713.3459 | 945129088.14 | 969133772.5717 | 487064135.3531 | 519697432.4218 | 532896870.4899 | 600436120.2503 | 606316547.7975 | 620070499.9094 | 9299250.9598 | 9922300.7741 | 10174310.4751 | 1 | 1.0497 | 1.0755 | 1 | 1.067 | 1.0941 | 1 | 1.067 | 1.0941 | 1 | 1.0098 | 1.0327 | 1 | 1.067 | 1.0941
2026 | OE012026.MAR | OE01 | Mar - 2026 | 2026559047.313 | 2121367771.8627 | 2172536193.716 | 839853052.1322 | 896123206.6251 | 918883224.3379 | 511652165.5903 | 545932860.6849 | 559798634.3724 | 665773731.7334 | 669409840.1393 | 683700979.9404 | 9280097.857 | 9901864.4135 | 10153355.0654 | 1 | 1.0468 | 1.072 | 1 | 1.067 | 1.0941 | 1 | 1.067 | 1.0941 | 1 | 1.0055 | 1.0269 | 1 | 1.067 | 1.0941
2026 | OE012026.APR | OE01 | Apr - 2026 | 1766107678.1681 | 1848094592.3644 | 1893145995.4594 | 672733613.9764 | 717806766.1128 | 736037847.0516 | 460763757.0435 | 491634928.7654 | 504121626.5812 | 623386857.1911 | 628811476.382 | 642895145.2285 | 9223449.9571 | 9841421.1042 | 10091376.598 | 1 | 1.0464 | 1.0719 | 1 | 1.067 | 1.0941 | 1 | 1.067 | 1.0941 | 1 | 1.0087 | 1.0313 | 1 | 1.067 | 1.0941
2026 | OE012026.MAY | OE01 | May - 2026 | 1816193911.999 | 1900870960.9345 | 1947406860.535 | 652688615.5342 | 696418752.775 | 714106614.256 | 505402169.3941 | 539264114.7435 | 552960513.534 | 648820041.36 | 655283040.9627 | 670183108.6689 | 9283085.7107 | 9905052.4533 | 10156624.0761 | 1 | 1.0466 | 1.0722 | 1 | 1.067 | 1.0941 | 1 | 1.067 | 1.0941 | 1 | 1.01 | 1.0329 | 1 | 1.067 | 1.0941
2026 | OE012026.JUN | OE01 | Jun - 2026 | 1985711004.9017 | 2080991701.1285 | 2132055035.0731 | 791836899.8844 | 844889972.1767 | 866348752.1635 | 520305220.0695 | 555165669.8141 | 569265941.278 | 664271952.965 | 671016232.7121 | 686268568.3493 | 9296931.9827 | 9919826.4256 | 10171773.2823 | 1 | 1.048 | 1.0737 | 1 | 1.067 | 1.0941 | 1 | 1.067 | 1.0941 | 1 | 1.0102 | 1.0331 | 1 | 1.067 | 1.0941
2026 | OE012026.JUL | OE01 | Jul - 2026 | 2199758006.6641 | 2309581633.4461 | 2366500637.3237 | 954351248.9892 | 1018292782.6714 | 1044155701.519 | 577294123.2202 | 615972829.4759 | 631617500.2152 | 658821817.3696 | 665402719.4688 | 680562352.6165 | 9290817.0852 | 9913301.8299 | 10165082.9729 | 1 | 1.0499 | 1.0758 | 1 | 1.067 | 1.0941 | 1 | 1.067 | 1.0941 | 1 | 1.01 | 1.033 | 1 | 1.067 | 1.0941
2026 | OE012026.AUG | OE01 | Aug - 2026 | 2189450697.8543 | 2296967812.823 | 2353648198.447 | 906990500.9563 | 967758864.5204 | 992338307.0963 | 568955777.0523 | 607075814.1148 | 622494515.6729 | 704251101.6727 | 712259843.6973 | 728691320.2647 | 9253318.1729 | 9873290.4905 | 10124055.413 | 1 | 1.0491 | 1.075 | 1 | 1.067 | 1.0941 | 1 | 1.067 | 1.0941 | 1 | 1.0114 | 1.0347 | 1 | 1.067 | 1.0941
2026 | OE012026.SEP | OE01 | Sep - 2026 | 1884327010.6021 | 1973121215.375 | 2021723246.5237 | 702976801.8297 | 750076247.5523 | 769126918.8819 | 501385740.1561 | 534978584.7466 | 548566138.3048 | 670698231.424 | 678179307.992 | 693891999.225 | 9266237.1922 | 9887075.084 | 10138190.1119 | 1 | 1.0471 | 1.0729 | 1 | 1.067 | 1.0941 | 1 | 1.067 | 1.0941 | 1 | 1.0112 | 1.0346 | 1 | 1.067 | 1.0941
2026 | OE012026.OCT | OE01 | Oct - 2026 | 1825681498.7081 | 1910723724.285 | 1957084703.5124 | 633750651.297 | 676211944.9338 | 693386587.584 | 555898759.1309 | 593143975.9927 | 608208832.3651 | 626732344.3059 | 631444976.5378 | 645314433.681 | 9299743.9743 | 9922826.8206 | 10174849.8823 | 1 | 1.0466 | 1.072 | 1 | 1.067 | 1.0941 | 1 | 1.067 | 1.0941 | 1 | 1.0075 | 1.0296 | 1 | 1.067 | 1.0941
2026 | OE012026.NOV | OE01 | Nov - 2026 | 1828076017.1864 | 1913395308.7004 | 1960002970.4246 | 783430774.8346 | 835920636.7485 | 857151610.7465 | 398880433.9416 | 425605423.0157 | 436415082.7755 | 636513673.1497 | 641998287.6133 | 656314609.814 | 9251135.2605 | 9870961.3229 | 10121667.0885 | 1 | 1.0467 | 1.0722 | 1 | 1.067 | 1.0941 | 1 | 1.067 | 1.0941 | 1 | 1.0086 | 1.0311 | 1 | 1.067 | 1.0941
2026 | OE012026.DEC | OE01 | Dec - 2026 | 2148335652.3062 | 2255427318.3233 | 2310722003.6951 | 964644120.1102 | 1029275276.1576 | 1055417131.8126 | 546241864.6937 | 582840069.6282 | 597643224.1614 | 628123847.3532 | 633361322.4385 | 647458267.8961 | 9325820.149 | 9950650.099 | 10203379.8251 | 1 | 1.0498 | 1.0756 | 1 | 1.067 | 1.0941 | 1 | 1.067 | 1.0941 | 1 | 1.0083 | 1.0308 | 1 | 1.067 | 1.0941
2027 | OE012027.JAN | OE01 | Jan - 2027 | 2162666622.3391 | 2271696867.073 | 2327761844.673 | 1027868288.8763 | 1096735464.231 | 1124590694.8596 | 492360933.3851 | 525349115.922 | 538692097.2167 | 633114876.6863 | 639665154.4615 | 654279279.7543 | 9322523.3913 | 9947132.4585 | 10199772.8424 | 1 | 1.0504 | 1.0763 | 1 | 1.067 | 1.0941 | 1 | 1.067 | 1.0941 | 1 | 1.0103 | 1.0334 | 1 | 1.067 | 1.0941
2027 | OE012027.FEB | OE01 | Feb - 2027 | 1993038157.1771 | 2092161450.1219 | 2143654917.4345 | 898458764.784 | 958655502.0245 | 983003734.5502 | 483781824.9862 | 516195207.2603 | 529305694.7174 | 601504668.4809 | 607395217.6831 | 621178127.452 | 9292898.926 | 9915523.1541 | 10167360.715 | 1 | 1.0497 | 1.0756 | 1 | 1.067 | 1.0941 | 1 | 1.067 | 1.0941 | 1 | 1.0098 | 1.0327 | 1 | 1.067 | 1.0941
2027 | OE012027.MAR | OE01 | Mar - 2027 | 2036322377.7717 | 2131709887.4886 | 2183142895.5973 | 851872785.8679 | 908948262.521 | 932034015.018 | 508204157.2368 | 542253835.7717 | 556026168.4328 | 666958556.0953 | 670598689.7599 | 684921938.3012 | 9286878.5717 | 9909099.436 | 10160773.8453 | 1 | 1.0468 | 1.0721 | 1 | 1.067 | 1.0941 | 1 | 1.067 | 1.0941 | 1 | 1.0055 | 1.0269 | 1 | 1.067 | 1.0941
2027 | OE012027.APR | OE01 | Apr - 2027 | 1773737537.8342 | 1856186682.3771 | 1901444854.669 | 682361582.6961 | 728079808.7367 | 746571807.6278 | 457658684.1245 | 488321815.9609 | 500724366.3006 | 624496249.0161 | 629946227.2083 | 644059960.5732 | 9221021.9975 | 9838830.4713 | 10088720.1674 | 1 | 1.0465 | 1.072 | 1 | 1.067 | 1.0941 | 1 | 1.067 | 1.0941 | 1 | 1.0087 | 1.0313 | 1 | 1.067 | 1.0941
2027 | OE012027.MAY | OE01 | May - 2027 | 1823283957.0682 | 1908386125.9721 | 1955114165.7939 | 662029706.0394 | 706385696.344 | 724326701.3777 | 501996279.5745 | 535630030.306 | 549234129.4824 | 649974694.5926 | 656465142.9106 | 671396501.7194 | 9283276.8617 | 9905256.4115 | 10156833.2144 | 1 | 1.0467 | 1.0723 | 1 | 1.067 | 1.0941 | 1 | 1.067 | 1.0941 | 1 | 1.01 | 1.033 | 1 | 1.067 | 1.0941
2027 | OE012027.JUN | OE01 | Jun - 2027 | 1994718403.9688 | 2090563138.853 | 2141870573.3124 | 803169440.3503 | 856981792.8538 | 878747684.6873 | 516798899.0455 | 551424425.2815 | 565429675.4456 | 665454104.7312 | 672238131.5664 | 687522503.5164 | 9295959.8419 | 9918789.1513 | 10170709.6631 | 1 | 1.048 | 1.0738 | 1 | 1.067 | 1.0941 | 1 | 1.067 | 1.0941 | 1 | 1.0102 | 1.0332 | 1 | 1.067 | 1.0941
2027 | OE012027.JUL | OE01 | Jul - 2027 | 2210699547.3215 | 2321198665.5491 | 2378414185.1785 | 968009647.7698 | 1032866294.1703 | 1059099355.6249 | 573403755.7144 | 611821807.3472 | 627361049.1271 | 659994269.9644 | 666596134.609 | 681787541.2221 | 9291873.873 | 9914429.4225 | 10166239.2044 | 1 | 1.05 | 1.0759 | 1 | 1.067 | 1.0941 | 1 | 1.067 | 1.0941 | 1 | 1.01 | 1.033 | 1 | 1.067 | 1.0941
2027 | OE012027.AUG | OE01 | Aug - 2027 | 2199848808.6068 | 2308009444.0198 | 2364971618.4451 | 919971086.4226 | 981609149.2129 | 1006540365.6549 | 565121601.4072 | 602984748.7015 | 618299544.0997 | 705504401.1383 | 713543961.2509 | 730009402.2339 | 9251719.6387 | 9871584.8545 | 10122306.4567 | 1 | 1.0492 | 1.0751 | 1 | 1.067 | 1.0941 | 1 | 1.067 | 1.0941 | 1 | 1.0114 | 1.0347 | 1 | 1.067 | 1.0941
2027 | OE012027.SEP | OE01 | Sep - 2027 | 1892201085.5556 | 1981460083.7485 | 2030275502.3284 | 713037602.2982 | 760811121.6522 | 780134440.6745 | 498006916.9308 | 531373380.3651 | 544869367.814 | 671891819.5249 | 679390096.8937 | 695135134.3643 | 9264746.8017 | 9885484.8374 | 10136559.4757 | 1 | 1.0472 | 1.073 | 1 | 1.067 | 1.0941 | 1 | 1.067 | 1.0941 | 1 | 1.0112 | 1.0346 | 1 | 1.067 | 1.0941
2027 | OE012027.OCT | OE01 | Oct - 2027 | 1832112749.3953 | 1917538322.4787 | 1964073588.5998 | 642820707.1407 | 685889694.5191 | 703310135.6827 | 552152574.3318 | 589146796.812 | 604110131.5764 | 627847689.8272 | 632587503.9196 | 646487186.9264 | 9291778.0956 | 9914327.228 | 10166134.4144 | 1 | 1.0466 | 1.072 | 1 | 1.067 | 1.0941 | 1 | 1.067 | 1.0941 | 1 | 1.0075 | 1.0297 | 1 | 1.067 | 1.0941
2027 | OE012027.NOV | OE01 | Nov - 2027 | 1837735393.1609 | 1923654074.022 | 1970523504.8351 | 794643009.2724 | 847884090.8937 | 869418916.445 | 396192390.8514 | 422737281.0385 | 433474094.8305 | 637646425.7212 | 643159145.7638 | 657506165.5592 | 9253567.3159 | 9873556.3261 | 10124328.0003 | 1 | 1.0468 | 1.0723 | 1 | 1.067 | 1.0941 | 1 | 1.067 | 1.0941 | 1 | 1.0086 | 1.0311 | 1 | 1.067 | 1.0941
2027 | OE012027.DEC | OE01 | Dec - 2027 | 2159570316.4583 | 2267367903.2996 | 2322967048.0699 | 978449827.4824 | 1044005965.9237 | 1070521956.2485 | 542560757.4119 | 578912328.1585 | 593615724.6843 | 629241669.2215 | 634507236.698 | 648634475.1282 | 9318062.3425 | 9942372.5194 | 10194892.0089 | 1 | 1.0499 | 1.0757 | 1 | 1.067 | 1.0941 | 1 | 1.067 | 1.0941 | 1 | 1.0084 | 1.0308 | 1 | 1.067 | 1.0941
2028 | OE012028.JAN | OE01 | Jan - 2028 | 2214466731.4103 | 2324983538.2803 | 2382452298.8362 | 1017365271.7331 | 1085528744.9393 | 1113099343.8032 | 509430213.5317 | 543562037.8383 | 557367596.625 | 678345661.158 | 685942356.3211 | 701782235.8731 | 9325584.9875 | 9950399.1816 | 10203122.5348 | 1 | 1.0499 | 1.0759 | 1 | 1.067 | 1.0941 | 1 | 1.067 | 1.0941 | 1 | 1.0112 | 1.0345 | 1 | 1.067 | 1.0941
2028 | OE012028.FEB | OE01 | Feb - 2028 | 2113591606.9535 | 2219148839.2684 | 2273909305.0699 | 938694099.9286 | 1001586604.6238 | 1027025214.7319 | 526813827.982 | 562110354.4568 | 576387009.1951 | 638793408.0455 | 645539161.0336 | 660332595.6447 | 9290270.9974 | 9912719.1542 | 10164485.4982 | 1 | 1.0499 | 1.0759 | 1 | 1.067 | 1.0941 | 1 | 1.067 | 1.0941 | 1 | 1.0106 | 1.0337 | 1 | 1.067 | 1.0941
2028 | OE012028.MAR | OE01 | Mar - 2028 | 2010074242.022 | 2103757515.0416 | 2154479198.6715 | 834565767.7365 | 890481674.1748 | 913098406.4805 | 500243906.4112 | 533760248.1408 | 547316858.0045 | 665985931.556 | 669615287.7743 | 683912178.1906 | 9278636.3183 | 9900304.9517 | 10151755.9959 | 1 | 1.0466 | 1.0718 | 1 | 1.067 | 1.0941 | 1 | 1.067 | 1.0941 | 1 | 1.0054 | 1.0269 | 1 | 1.067 | 1.0941
2028 | OE012028.APR | OE01 | Apr - 2028 | 1755045916.5694 | 1838725227.7113 | 1883476857.0669 | 727177986.818 | 775898911.9348 | 795605435.3776 | 450292469.6414 | 480462065.1074 | 492664991.0347 | 568354078.111 | 572525036.0761 | 585117316.6095 | 9221381.999 | 9839214.5929 | 10089114.0451 | 1 | 1.0477 | 1.0732 | 1 | 1.067 | 1.0941 | 1 | 1.067 | 1.0941 | 1 | 1.0073 | 1.0295 | 1 | 1.067 | 1.0941
2028 | OE012028.MAY | OE01 | May - 2028 | 1772486970.0057 | 1856501661.9724 | 1901853103.4449 | 697255392.3983 | 743971503.689 | 762867124.823 | 468606498.2363 | 500003133.6181 | 512702369.7203 | 597344736.5548 | 602624898.8803 | 616129985.8263 | 9280342.8163 | 9902125.785 | 10153623.0753 | 1 | 1.0474 | 1.073 | 1 | 1.067 | 1.0941 | 1 | 1.067 | 1.0941 | 1 | 1.0088 | 1.0314 | 1 | 1.067 | 1.0941
2028 | OE012028.JUN | OE01 | Jun - 2028 | 1990496815.9881 | 2086347008.6874 | 2137540038.1125 | 815631854.6525 | 870279188.9142 | 892382812.1753 | 506794651.6717 | 540749893.3337 | 554484028.394 | 658779876.9427 | 665405034.7259 | 680508535.1028 | 9290432.7212 | 9912891.7135 | 10164662.4403 | 1 | 1.0482 | 1.0739 | 1 | 1.067 | 1.0941 | 1 | 1.067 | 1.0941 | 1 | 1.0101 | 1.033 | 1 | 1.067 | 1.0941
2028 | OE012028.JUL | OE01 | Jul - 2028 | 2198029548.3535 | 2307648230.2288 | 2364520392.8862 | 965169813.8044 | 1029836191.3293 | 1055992293.2834 | 562791623.9806 | 600498662.7873 | 615750315.7972 | 660776768.5595 | 667399514.1886 | 682612126.5136 | 9291342.0089 | 9913861.9235 | 10165657.2919 | 1 | 1.0499 | 1.0757 | 1 | 1.067 | 1.0941 | 1 | 1.067 | 1.0941 | 1 | 1.01 | 1.033 | 1 | 1.067 | 1.0941
2028 | OE012028.AUG | OE01 | Aug - 2028 | 2213258663.6838 | 2321547935.084 | 2378873516.5819 | 919407152.208 | 981007431.406 | 1005923365.2308 | 561426103.9835 | 599041652.9504 | 614256300.3684 | 723176059.2927 | 731629796.1987 | 748574139.1177 | 9249348.1995 | 9869054.5289 | 10119711.8651 | 1 | 1.0489 | 1.0748 | 1 | 1.067 | 1.0941 | 1 | 1.067 | 1.0941 | 1 | 1.0117 | 1.0351 | 1 | 1.067 | 1.0941
2028 | OE012028.SEP | OE01 | Sep - 2028 | 1883684950.7564 | 1972635211.7473 | 2021219843.0742 | 730589296.3338 | 779538779.1881 | 799337749.1188 | 477835362.0798 | 509850331.3391 | 522799669.6515 | 665998381.7689 | 673363642.6377 | 688948967.945 | 9261910.574 | 9882458.5824 | 10133456.359 | 1 | 1.0472 | 1.073 | 1 | 1.067 | 1.0941 | 1 | 1.067 | 1.0941 | 1 | 1.0111 | 1.0345 | 1 | 1.067 | 1.0941
2028 | OE012028.OCT | OE01 | Oct - 2028 | 1869769234.2421 | 1956088341.857 | 2003644098.7174 | 675270634.065 | 720513766.5473 | 738813600.7305 | 519810377.2669 | 554637672.5438 | 568724533.7677 | 665397191.8259 | 671023372.5989 | 685940647.1099 | 9291031.0844 | 9913530.167 | 10165317.1094 | 1 | 1.0462 | 1.0716 | 1 | 1.067 | 1.0941 | 1 | 1.067 | 1.0941 | 1 | 1.0085 | 1.0309 | 1 | 1.067 | 1.0941
2028 | OE012028.NOV | OE01 | Nov - 2028 | 1878083496.2001 | 1967255403.7432 | 2015218268.1486 | 795150792.7536 | 848425895.8681 | 869974482.3517 | 448608981.1033 | 478665782.8372 | 490823086.2251 | 625073755.6535 | 630294010.58 | 644300311.0166 | 9249966.6897 | 9869714.4579 | 10120388.5552 | 1 | 1.0475 | 1.073 | 1 | 1.067 | 1.0941 | 1 | 1.067 | 1.0941 | 1 | 1.0084 | 1.0308 | 1 | 1.067 | 1.0941
2028 | OE012028.DEC | OE01 | Dec - 2028 | 2166469640.8559 | 2274942269.4244 | 2330728385.8859 | 1002188554.5681 | 1069335187.7241 | 1096494497.5529 | 530629870.1116 | 566182071.409 | 580562140.8891 | 624333032.5315 | 629482508.3423 | 643476722.7182 | 9318183.6448 | 9942501.949 | 10195024.7257 | 1 | 1.0501 | 1.0758 | 1 | 1.067 | 1.0941 | 1 | 1.067 | 1.0941 | 1 | 1.0082 | 1.0307 | 1 | 1.067 | 1.0941
2029 | OE012029.JAN | OE01 | Jan - 2029 | 2186995675.4066 | 2297692762.7493 | 2354417057.6874 | 1058888157.3115 | 1129833663.8514 | 1158529532.9145 | 486312237.6984 | 518895157.6242 | 532074219.2658 | 632474344.6647 | 639018502.8477 | 653615269.7227 | 9320935.732 | 9945438.426 | 10198035.7844 | 1 | 1.0506 | 1.0766 | 1 | 1.067 | 1.0941 | 1 | 1.067 | 1.0941 | 1 | 1.0103 | 1.0334 | 1 | 1.067 | 1.0941
2029 | OE012029.FEB | OE01 | Feb - 2029 | 2013597725.3041 | 2114129861.7181 | 2166180493.3269 | 925573204.4253 | 987586609.1218 | 1012669642.9618 | 477838524.3713 | 509853705.5042 | 522803129.5147 | 600896116.9913 | 606777245.6484 | 620543663.6719 | 9289879.5161 | 9912301.4436 | 10164057.1785 | 1 | 1.0499 | 1.0758 | 1 | 1.067 | 1.0941 | 1 | 1.067 | 1.0941 | 1 | 1.0098 | 1.0327 | 1 | 1.067 | 1.0941
2029 | OE012029.MAR | OE01 | Mar - 2029 | 2055103544.4442 | 2151790739.6681 | 2203732717.3936 | 877581314.8955 | 936379262.9935 | 960161716.6271 | 501960826.2058 | 535592201.5616 | 549195339.9517 | 666283783.9047 | 669920055.1724 | 684225017.3873 | 9277619.4383 | 9899219.9406 | 10150643.4274 | 1 | 1.047 | 1.0723 | 1 | 1.067 | 1.0941 | 1 | 1.067 | 1.0941 | 1 | 1.0055 | 1.0269 | 1 | 1.067 | 1.0941
2029 | OE012029.APR | OE01 | Apr - 2029 | 1788072915.284 | 1871509694.2629 | 1917156355.2837 | 702954460.9369 | 750052409.8197 | 769102475.7111 | 452036308.5034 | 482322741.1731 | 494572925.1336 | 623864436.5922 | 629299247.4988 | 643395858.747 | 9217709.2515 | 9835295.7714 | 10085095.6921 | 1 | 1.0467 | 1.0722 | 1 | 1.067 | 1.0941 | 1 | 1.067 | 1.0941 | 1 | 1.0087 | 1.0313 | 1 | 1.067 | 1.0941
2029 | OE012029.MAY | OE01 | May - 2029 | 1836433312.5491 | 1922444770.3462 | 1969529157.7016 | 682008991.9107 | 727703594.3687 | 746186038.0495 | 495829212.8453 | 529049770.1059 | 542486741.774 | 649317105.2349 | 655791777.142 | 670705315.2791 | 9278002.5582 | 9899628.7296 | 10151062.5989 | 1 | 1.0468 | 1.0725 | 1 | 1.067 | 1.0941 | 1 | 1.067 | 1.0941 | 1 | 1.01 | 1.0329 | 1 | 1.067 | 1.0941
2029 | OE012029.JUN | OE01 | Jun - 2029 | 2011929213.1102 | 2108951654.4604 | 2160725501.8475 | 827408159.1049 | 882844505.7649 | 905267266.8766 | 510449980.8848 | 544650129.6041 | 558483324.0861 | 664780854.617 | 671544355.9483 | 686810482.8202 | 9290218.5034 | 9912663.1432 | 10164428.0646 | 1 | 1.0482 | 1.074 | 1 | 1.067 | 1.0941 | 1 | 1.067 | 1.0941 | 1 | 1.0102 | 1.0331 | 1 | 1.067 | 1.0941
2029 | OE012029.JUL | OE01 | Jul - 2029 | 2232196168.7659 | 2344168061.4361 | 2401966139.5067 | 997223052.0967 | 1064036996.5872 | 1091061741.299 | 566359442.1046 | 604305524.7256 | 619653865.6067 | 659326543.6488 | 665916171.4362 | 681089482.6661 | 9287130.9157 | 9909368.6871 | 10161049.9349 | 1 | 1.0502 | 1.0761 | 1 | 1.067 | 1.0941 | 1 | 1.067 | 1.0941 | 1 | 1.01 | 1.033 | 1 | 1.067 | 1.0941
2029 | OE012029.AUG | OE01 | Aug - 2029 | 2219951667.3996 | 2329489385.7207 | 2386996347.6193 | 947734742.8889 | 1011232970.6624 | 1036916582.1947 | 558179034.7633 | 595577030.0924 | 610703681.9345 | 704790631.5256 | 712812560.4432 | 729258658.2696 | 9247258.2219 | 9866824.5227 | 10117425.2205 | 1 | 1.0493 | 1.0752 | 1 | 1.067 | 1.0941 | 1 | 1.067 | 1.0941 | 1 | 1.0114 | 1.0347 | 1 | 1.067 | 1.0941
2029 | OE012029.SEP | OE01 | Sep - 2029 | 1906917267.2484 | 1997195438.2869 | 2046409665.3907 | 734556247.1012 | 783771515.657 | 803677989.9534 | 491888859.8589 | 524845413.4695 | 538175601.5716 | 671212056.2761 | 678697978.1794 | 694424594.0659 | 9260104.0122 | 9880530.981 | 10131479.7997 | 1 | 1.0473 | 1.0732 | 1 | 1.067 | 1.0941 | 1 | 1.067 | 1.0941 | 1 | 1.0112 | 1.0346 | 1 | 1.067 | 1.0941
2029 | OE012029.OCT | OE01 | Oct - 2029 | 1844092107.5018 | 1930348009.628 | 1977207916.3538 | 662220287.7861 | 706589047.0678 | 724535216.8668 | 545369333.2817 | 581909078.6116 | 596688587.5435 | 627212486.6993 | 631937454.2317 | 645819923.2338 | 9289999.7347 | 9912429.717 | 10164188.7098 | 1 | 1.0468 | 1.0722 | 1 | 1.067 | 1.0941 | 1 | 1.067 | 1.0941 | 1 | 1.0075 | 1.0297 | 1 | 1.067 | 1.0941
2029 | OE012029.NOV | OE01 | Nov - 2029 | 1856198234.3031 | 1943382020.9695 | 1990751794.7775 | 818624410.2625 | 873472245.7501 | 895656967.2682 | 391325133.839 | 417543917.8062 | 428148828.9332 | 637001309.062 | 642498901.7373 | 656828438.8713 | 9247381.1395 | 9866955.6759 | 10117559.7047 | 1 | 1.047 | 1.0725 | 1 | 1.067 | 1.0941 | 1 | 1.067 | 1.0941 | 1 | 1.0086 | 1.0311 | 1 | 1.067 | 1.0941
2029 | OE012029.DEC | OE01 | Dec - 2029 | 2181795244.3399 | 2291108090.1 | 2347309530.4159 | 1007978304.2798 | 1075512850.6666 | 1102829062.7126 | 535895352.6435 | 571800341.2706 | 586323105.3272 | 628605055.7832 | 633854158.9101 | 647964145.1161 | 9316531.6334 | 9940739.2528 | 10193217.2601 | 1 | 1.0501 | 1.0759 | 1 | 1.067 | 1.0941 | 1 | 1.067 | 1.0941 | 1 | 1.0084 | 1.0308 | 1 | 1.067 | 1.0941
2030 | OE012030.JAN | OE01 | Jan - 2030 | 2195674694.9375 | 2307003201.7859 | 2363962698.1533 | 1073292017.5924 | 1145202582.7711 | 1174288796.4478 | 481817297.1272 | 514099056.0347 | 527156304.7868 | 631246513.1841 | 637758331.855 | 652321824.4969 | 9318867.0339 | 9943231.1252 | 10195772.4218 | 1 | 1.0507 | 1.0766 | 1 | 1.067 | 1.0941 | 1 | 1.067 | 1.0941 | 1 | 1.0103 | 1.0334 | 1 | 1.067 | 1.0941
2030 | OE012030.FEB | OE01 | Feb - 2030 | 2020601978.5848 | 2121651495.085 | 2173891941.9577 | 938163605.9935 | 1001020567.595 | 1026444801.3175 | 473421905.5754 | 505141173.249 | 517970906.89 | 599729588.7752 | 605580655.1582 | 619315460.2671 | 9286878.2407 | 9909099.0828 | 10160773.4832 | 1 | 1.05 | 1.0759 | 1 | 1.067 | 1.0941 | 1 | 1.067 | 1.0941 | 1 | 1.0098 | 1.0327 | 1 | 1.067 | 1.0941
2030 | OE012030.MAR | OE01 | Mar - 2030 | 2061107372.4268 | 2158248662.0105 | 2210353343.4744 | 889518891.6429 | 949116657.383 | 973222619.3465 | 497321247.1288 | 530641770.6865 | 544119176.4836 | 664990317.6767 | 668591764.5921 | 682861673.8723 | 9276915.9784 | 9898469.349 | 10149873.772 | 1 | 1.0471 | 1.0724 | 1 | 1.067 | 1.0941 | 1 | 1.067 | 1.0941 | 1 | 1.0054 | 1.0269 | 1 | 1.067 | 1.0941
2030 | OE012030.APR | OE01 | Apr - 2030 | 1792244036.1304 | 1876013652.8056 | 1921773351.2013 | 712516620.8017 | 760255234.3954 | 779564434.8191 | 447858177.2839 | 477864675.1619 | 490001631.7663 | 622653319.6491 | 628060358.3201 | 642124148.2992 | 9215918.3957 | 9833384.9282 | 10083136.3167 | 1 | 1.0467 | 1.0723 | 1 | 1.067 | 1.0941 | 1 | 1.067 | 1.0941 | 1 | 1.0087 | 1.0313 | 1 | 1.067 | 1.0941
2030 | OE012030.MAY | OE01 | May - 2030 | 1839865549.6411 | 1926162542.7946 | 1973339943.7751 | 691286234.424 | 737602412.1304 | 756336269.0832 | 491246307.7229 | 524159810.3403 | 537472585.2796 | 648056576.6625 | 654502368.6265 | 669381746.4393 | 9276430.8317 | 9897951.6974 | 10149342.9729 | 1 | 1.0469 | 1.0725 | 1 | 1.067 | 1.0941 | 1 | 1.067 | 1.0941 | 1 | 1.0099 | 1.0329 | 1 | 1.067 | 1.0941
2030 | OE012030.JUN | OE01 | Jun - 2030 | 2017173586.2308 | 2114605991.705 | 2166521961.6036 | 838663239.6691 | 894853676.7269 | 917581450.5219 | 505731937.3095 | 539615977.1092 | 553321312.6103 | 663490306.0471 | 670225931.7489 | 685457084.7546 | 9288103.2052 | 9910406.1199 | 10162113.7168 | 1 | 1.0483 | 1.074 | 1 | 1.067 | 1.0941 | 1 | 1.067 | 1.0941 | 1 | 1.0102 | 1.0331 | 1 | 1.067 | 1.0941
2030 | OE012030.JUL | OE01 | Jul - 2030 | 2239245333.8415 | 2351745310.0118 | 2409734420.4559 | 1010788093.3261 | 1078510895.579 | 1105903252.9081 | 561124632.3736 | 598719982.7426 | 613926460.2799 | 658046583.6107 | 664606243.5155 | 679744867.8284 | 9286024.5311 | 9908188.1747 | 10159839.4395 | 1 | 1.0502 | 1.0761 | 1 | 1.067 | 1.0941 | 1 | 1.067 | 1.0941 | 1 | 1.01 | 1.033 | 1 | 1.067 | 1.0941
2030 | OE012030.AUG | OE01 | Aug - 2030 | 2226314211.3377 | 2336337896.1578 | 2394017282.9972 | 960626603.7768 | 1024988586.2298 | 1051021567.1922 | 553019835.8065 | 590072164.8056 | 605059002.3559 | 703422411.4042 | 711412345.6287 | 727821364.6899 | 9245360.3502 | 9864799.4937 | 10115348.7592 | 1 | 1.0494 | 1.0753 | 1 | 1.067 | 1.0941 | 1 | 1.067 | 1.0941 | 1 | 1.0114 | 1.0347 | 1 | 1.067 | 1.0941
2030 | OE012030.SEP | OE01 | Sep - 2030 | 1911057859.531 | 2001669312.7922 | 2050995749.9469 | 744548280.2339 | 794433015.0096 | 814610273.4039 | 487342375.0672 | 519994314.1967 | 533201292.561 | 669909022.7225 | 677363503.9176 | 693054807.5948 | 9258181.5073 | 9878479.6683 | 10129376.3872 | 1 | 1.0474 | 1.0732 | 1 | 1.067 | 1.0941 | 1 | 1.067 | 1.0941 | 1 | 1.0111 | 1.0346 | 1 | 1.067 | 1.0941
2030 | OE012030.OCT | OE01 | Oct - 2030 | 1846838624.983 | 1933331768.9689 | 1980266106.3184 | 671228348.2074 | 716200647.5373 | 734390935.7737 | 540328533.2515 | 576530544.9793 | 591173448.2304 | 625994870.1387 | 630691482.5501 | 644540954.1433 | 9286873.3854 | 9909093.9022 | 10160768.171 | 1 | 1.0468 | 1.0722 | 1 | 1.067 | 1.0941 | 1 | 1.067 | 1.0941 | 1 | 1.0075 | 1.0296 | 1 | 1.067 | 1.0941
2030 | OE012030.NOV | OE01 | Nov - 2030 | 1862479098.514 | 1950138177.9463 | 1997678163.1744 | 829760007.1115 | 885353927.5879 | 907840423.7807 | 387708150.5836 | 413684596.6727 | 424191487.5535 | 635764689.3207 | 641233903.3371 | 655529928.0761 | 9246251.4982 | 9865750.3486 | 10116323.7642 | 1 | 1.0471 | 1.0726 | 1 | 1.067 | 1.0941 | 1 | 1.067 | 1.0941 | 1 | 1.0086 | 1.0311 | 1 | 1.067 | 1.0941
2030 | OE012030.DEC | OE01 | Dec - 2030 | 2189330060.5869 | 2299201573.0407 | 2355607206.8769 | 1021689647.2208 | 1090142853.5846 | 1117830643.0243 | 530942119.77 | 566515241.7946 | 580903773.2404 | 627384735.8084 | 632605911.502 | 646682827.0367 | 9313557.7877 | 9937566.1595 | 10189963.5755 | 1 | 1.0502 | 1.0759 | 1 | 1.067 | 1.0941 | 1 | 1.067 | 1.0941 | 1 | 1.0083 | 1.0308 | 1 | 1.067 | 1.0941
2031 | OE012031.JAN | OE01 | Jan - 2031 | 2204591849.9017 | 2316604458.3314 | 2373805609.5984 | 1088266463.6278 | 1161180316.6909 | 1190672337.8552 | 477697370.615 | 509703094.4462 | 522648693.1898 | 629310245.078 | 635778985.9845 | 650290005.7607 | 9317770.581 | 9942061.2099 | 10194572.7926 | 1 | 1.0508 | 1.0768 | 1 | 1.067 | 1.0941 | 1 | 1.067 | 1.0941 | 1 | 1.0103 | 1.0333 | 1 | 1.067 | 1.0941
2031 | OE012031.FEB | OE01 | Feb - 2031 | 2027801510.9732 | 2129414828.8083 | 2181850383.0088 | 951252756.0664 | 1014986690.7228 | 1040765640.4122 | 469373766.4325 | 500821808.7835 | 513541837.8538 | 597889994.8119 | 603699241.0642 | 617384193.1767 | 9284993.6624 | 9907088.2378 | 10158711.566 | 1 | 1.0501 | 1.076 | 1 | 1.067 | 1.0941 | 1 | 1.067 | 1.0941 | 1 | 1.0097 | 1.0326 | 1 | 1.067 | 1.0941
2031 | OE012031.MAR | OE01 | Mar - 2031 | 2067222367.7882 | 2164864081.2009 | 2217134479.0391 | 901929356.2901 | 962358623.1615 | 986800908.7169 | 493068749.339 | 526104355.5447 | 539466518.6518 | 662950544.7575 | 666506046.0271 | 680720677.4611 | 9273717.4017 | 9895056.4676 | 10146374.2092 | 1 | 1.0472 | 1.0725 | 1 | 1.067 | 1.0941 | 1 | 1.067 | 1.0941 | 1 | 1.0054 | 1.0268 | 1 | 1.067 | 1.0941
2031 | OE012031.APR | OE01 | Apr - 2031 | 1796443948.4004 | 1880579144.6498 | 1926452660.668 | 722457570.2476 | 770862227.4541 | 790440827.6079 | 444028628.6369 | 473778546.7556 | 485811722.5916 | 620743410.0674 | 626106670.2485 | 640118701.6779 | 9214339.4485 | 9831700.1916 | 10081408.7906 | 1 | 1.0468 | 1.0724 | 1 | 1.067 | 1.0941 | 1 | 1.067 | 1.0941 | 1 | 1.0086 | 1.0312 | 1 | 1.067 | 1.0941
2031 | OE012031.MAY | OE01 | May - 2031 | 1843319752.4156 | 1929935494.693 | 1977206504.5687 | 700930979.9757 | 747893355.6341 | 766888585.1914 | 487045755.5649 | 519677821.1878 | 532876761.1636 | 646068745.8324 | 652468670.6687 | 667294178.2661 | 9274271.0426 | 9895647.2024 | 10146979.9477 | 1 | 1.047 | 1.0726 | 1 | 1.067 | 1.0941 | 1 | 1.067 | 1.0941 | 1 | 1.0099 | 1.0329 | 1 | 1.067 | 1.0941
2031 | OE012031.JUN | OE01 | Jun - 2031 | 2022512434.2241 | 2120390357.4432 | 2172451010.1225 | 850364172.1445 | 907338571.6782 | 930383440.7433 | 501407521.3348 | 535001825.2642 | 548589969.0924 | 661455134.2221 | 668142218.3411 | 683318218.1903 | 9285606.5227 | 9907742.1597 | 10159382.0965 | 1 | 1.0484 | 1.0741 | 1 | 1.067 | 1.0941 | 1 | 1.067 | 1.0941 | 1 | 1.0101 | 1.0331 | 1 | 1.067 | 1.0941
2031 | OE012031.JUL | OE01 | Jul - 2031 | 2246529362.666 | 2359607445.1498 | 2417793952.775 | 1024890491.8427 | 1093558154.7962 | 1121332687.1251 | 556326564.1777 | 593600443.9776 | 608676893.8668 | 656028109.7094 | 662542608.2451 | 677626531.9152 | 9284196.9362 | 9906238.1309 | 10157839.8678 | 1 | 1.0503 | 1.0762 | 1 | 1.067 | 1.0941 | 1 | 1.067 | 1.0941 | 1 | 1.0099 | 1.0329 | 1 | 1.067 | 1.0941
2031 | OE012031.AUG | OE01 | Aug - 2031 | 2232828340.8772 | 2343382090.142 | 2401238009.8919 | 974029154.9955 | 1039289108.3802 | 1065685298.4806 | 548291070.1584 | 585026571.8591 | 599885259.8604 | 701264752.943 | 709203741.8163 | 725554288.3331 | 9243362.7802 | 9862668.0865 | 10113163.2178 | 1 | 1.0495 | 1.0754 | 1 | 1.067 | 1.0941 | 1 | 1.067 | 1.0941 | 1 | 1.0113 | 1.0346 | 1 | 1.067 | 1.0941
2031 | OE012031.SEP | OE01 | Sep - 2031 | 1915221613.9664 | 2006203859.8443 | 2055643134.7442 | 754936131.6857 | 805516852.5087 | 825975621.6773 | 483175204.6822 | 515547943.3959 | 528641991.4428 | 667854162.3034 | 675262788.9199 | 690898405.8797 | 9256115.295 | 9876275.0198 | 10127115.7443 | 1 | 1.0475 | 1.0733 | 1 | 1.067 | 1.0941 | 1 | 1.067 | 1.0941 | 1 | 1.0111 | 1.0345 | 1 | 1.067 | 1.0941
2031 | OE012031.OCT | OE01 | Oct - 2031 | 1849661608.4486 | 1936427441.6521 | 1983438281.8535 | 680593248.4516 | 726192996.0979 | 744637073.1309 | 535708288.4767 | 571600743.8047 | 586118438.4224 | 624074710.7774 | 628726221.8369 | 642523657.1114 | 9285360.7429 | 9907479.9126 | 10159113.1888 | 1 | 1.0469 | 1.0723 | 1 | 1.067 | 1.0941 | 1 | 1.067 | 1.0941 | 1 | 1.0075 | 1.0296 | 1 | 1.067 | 1.0941
2031 | OE012031.NOV | OE01 | Nov - 2031 | 1868788153.3812 | 1956955168.4977 | 2004666129.1127 | 841336722.7165 | 897706283.1385 | 920506508.3241 | 384392933.1804 | 410147259.7035 | 420564308.1927 | 633814562.2861 | 639238346.7992 | 653481523.0955 | 9243935.1982 | 9863278.8565 | 10113789.5003 | 1 | 1.0472 | 1.0727 | 1 | 1.067 | 1.0941 | 1 | 1.067 | 1.0941 | 1 | 1.0086 | 1.031 | 1 | 1.067 | 1.0941
2031 | OE012031.DEC | OE01 | Dec - 2031 | 2197118771.1906 | 2307596205.2082 | 2364212913.1017 | 1035944142.9559 | 1105352400.5339 | 1133426486.808 | 526402136.4014 | 561671079.5403 | 575936577.4367 | 625460313.2115 | 630636630.5444 | 644661394.2268 | 9312178.6219 | 9936094.5896 | 10188454.6302 | 1 | 1.0503 | 1.0761 | 1 | 1.067 | 1.0941 | 1 | 1.067 | 1.0941 | 1 | 1.0083 | 1.0307 | 1 | 1.067 | 1.0941
2032 | OE012032.JAN | OE01 | Jan - 2032 | 2252207415.7188 | 2365519971.5353 | 2424011504.6359 | 1076616538.8131 | 1148749846.9136 | 1177926155.1154 | 493968313.9785 | 527064191.015 | 540450732.3239 | 672307274.7932 | 679766521.1678 | 695442760.4493 | 9315288.1339 | 9939412.4389 | 10191856.7473 | 1 | 1.0503 | 1.0763 | 1 | 1.067 | 1.0941 | 1 | 1.067 | 1.0941 | 1 | 1.0111 | 1.0344 | 1 | 1.067 | 1.0941
2032 | OE012032.FEB | OE01 | Feb - 2032 | 2146578335.0999 | 2254599773.5197 | 2310254179.654 | 993363564.6396 | 1059918923.4705 | 1086839076.0722 | 510824312.0971 | 545049541.0076 | 558892879.8655 | 633107101.453 | 639725967.2184 | 654365302.9209 | 9283356.9101 | 9905341.8231 | 10156920.7954 | 1 | 1.0503 | 1.0762 | 1 | 1.067 | 1.0941 | 1 | 1.067 | 1.0941 | 1 | 1.0105 | 1.0336 | 1 | 1.067 | 1.0941
2032 | OE012032.MAR | OE01 | Mar - 2032 | 2037561398.1244 | 2133340187.4251 | 2184806772.9854 | 883170807.2182 | 942343251.3019 | 966277180.1775 | 485060823.7679 | 517559898.9604 | 530705047.2845 | 660057567.009 | 663543599.625 | 677679831.362 | 9272200.1293 | 9893437.5379 | 10144714.1614 | 1 | 1.047 | 1.0723 | 1 | 1.067 | 1.0941 | 1 | 1.067 | 1.0941 | 1 | 1.0053 | 1.0267 | 1 | 1.067 | 1.0941
2032 | OE012032.APR | OE01 | Apr - 2032 | 1778661163.1904 | 1864147506.54 | 1909539109.079 | 769528771.0533 | 821087198.7139 | 841941428.4094 | 436625481.0133 | 465879388.2412 | 477711938.7767 | 563294796.8151 | 567351593.6176 | 579806767.6278 | 9212114.3087 | 9829325.9674 | 10078974.2651 | 1 | 1.0481 | 1.0736 | 1 | 1.067 | 1.0941 | 1 | 1.067 | 1.0941 | 1 | 1.0072 | 1.0293 | 1 | 1.067 | 1.0941
2032 | OE012032.MAY | OE01 | May - 2032 | 1793546901.6868 | 1879207026.4779 | 1925129192.0989 | 737863487.2742 | 787300340.9215 | 807296441.4267 | 454383653.9423 | 484827358.7564 | 497141155.7783 | 592027390.9613 | 597185708.5338 | 610546695.4141 | 9272369.509 | 9893618.2661 | 10144899.4798 | 1 | 1.0478 | 1.0734 | 1 | 1.067 | 1.0941 | 1 | 1.067 | 1.0941 | 1 | 1.0087 | 1.0313 | 1 | 1.067 | 1.0941
2032 | OE012032.JUN | OE01 | Jun - 2032 | 2016746707.9184 | 2114609692.0695 | 2166514093.5659 | 863134184.6432 | 920964175.0143 | 944355111.4181 | 491412745.004 | 524337398.9193 | 537654684.3089 | 652915658.0731 | 659401961.8845 | 674346541.93 | 9284120.1981 | 9906156.2514 | 10157755.9088 | 1 | 1.0485 | 1.0743 | 1 | 1.067 | 1.0941 | 1 | 1.067 | 1.0941 | 1 | 1.0099 | 1.0328 | 1 | 1.067 | 1.0941
2032 | OE012032.JUL | OE01 | Jul - 2032 | 2231268066.6799 | 2343373703.0794 | 2401146629.5834 | 1021381221.8446 | 1089813763.7081 | 1117493194.8201 | 545710133.0753 | 582272711.9913 | 597061456.5976 | 654894774.087 | 661383399.8827 | 676436610.1575 | 9281937.6731 | 9903827.4972 | 10155368.0082 | 1 | 1.0502 | 1.0761 | 1 | 1.067 | 1.0941 | 1 | 1.067 | 1.0941 | 1 | 1.0099 | 1.0329 | 1 | 1.067 | 1.0941
2032 | OE012032.AUG | OE01 | Aug - 2032 | 2243319504.3045 | 2353903243.9615 | 2412043474.2403 | 972953346.7207 | 1038141220.951 | 1064508256.6472 | 544386058.4665 | 580859924.3837 | 595612786.5682 | 716738609.0283 | 725041428.7018 | 741811316.7186 | 9241490.089 | 9860669.9249 | 10111114.3063 | 1 | 1.0493 | 1.0752 | 1 | 1.067 | 1.0941 | 1 | 1.067 | 1.0941 | 1 | 1.0116 | 1.035 | 1 | 1.067 | 1.0941
2032 | OE012032.SEP | OE01 | Sep - 2032 | 1905795376.5659 | 1996493650.6214 | 2045677474.4878 | 773138754.9457 | 824939051.5271 | 845891111.7861 | 463332409.2215 | 494375680.6393 | 506931988.9292 | 660069906.3946 | 667304573.9487 | 682729237.5734 | 9254306.0041 | 9874344.5064 | 10125136.1991 | 1 | 1.0476 | 1.0734 | 1 | 1.067 | 1.0941 | 1 | 1.067 | 1.0941 | 1 | 1.011 | 1.0343 | 1 | 1.067 | 1.0941
2032 | OE012032.OCT | OE01 | Oct - 2032 | 1887389425.2557 | 1975145313.1543 | 2023178577.1912 | 714598338.4814 | 762476427.1596 | 781842042.1325 | 504033425.6325 | 537803665.1498 | 551462970.9845 | 659474068.0258 | 664959626.9899 | 679716384.8459 | 9283593.1161 | 9905593.8549 | 10157179.2283 | 1 | 1.0465 | 1.0719 | 1 | 1.067 | 1.0941 | 1 | 1.067 | 1.0941 | 1 | 1.0083 | 1.0307 | 1 | 1.067 | 1.0941
2032 | OE012032.NOV | OE01 | Nov - 2032 | 1905205019.6997 | 1996435718.0677 | 2045133575.76 | 841460307.4376 | 897838148.0359 | 920641722.3675 | 434993088.641 | 464137625.58 | 475925938.2821 | 619509576.4169 | 624598680.0849 | 638454191.2642 | 9242047.2043 | 9861264.367 | 10111723.8462 | 1 | 1.0479 | 1.0734 | 1 | 1.067 | 1.0941 | 1 | 1.067 | 1.0941 | 1 | 1.0082 | 1.0306 | 1 | 1.067 | 1.0941
2032 | OE012032.DEC | OE01 | Dec - 2032 | 2203166209.5009 | 2314343028.8753 | 2371123622.347 | 1060555930.9284 | 1131613178.3006 | 1160354244.0287 | 514524532.1601 | 548997675.8149 | 562941290.6364 | 618775446.9427 | 623798085.2257 | 637641689.0321 | 9310299.4697 | 9934089.5342 | 10186398.6498 | 1 | 1.0505 | 1.0762 | 1 | 1.067 | 1.0941 | 1 | 1.067 | 1.0941 | 1 | 1.0081 | 1.0305 | 1 | 1.067 | 1.0941
2033 | OE012033.JAN | OE01 | Jan - 2033 | 2227237847.3326 | 2340926203.8721 | 2398741061.6694 | 1120681661.6111 | 1195767332.939 | 1226137805.9687 | 471544825.2158 | 503138328.5052 | 515917193.2686 | 625697832.3674 | 632083007.9043 | 646496131.2961 | 9313528.1383 | 9937534.5236 | 10189931.1361 | 1 | 1.051 | 1.077 | 1 | 1.067 | 1.0941 | 1 | 1.067 | 1.0941 | 1 | 1.0102 | 1.0332 | 1 | 1.067 | 1.0941
2033 | OE012033.FEB | OE01 | Feb - 2033 | 2046654525.8441 | 2149682255.1478 | 2202628726.0513 | 979586852.0352 | 1045219171.1215 | 1071765974.8117 | 463328425.6272 | 494371430.1442 | 506927630.4787 | 594457942.9206 | 600188501.1684 | 613780444.6747 | 9281305.2611 | 9903152.7136 | 10154676.0862 | 1 | 1.0503 | 1.0762 | 1 | 1.067 | 1.0941 | 1 | 1.067 | 1.0941 | 1 | 1.0096 | 1.0325 | 1 | 1.067 | 1.0941
2033 | OE012033.MAR | OE01 | Mar - 2033 | 2083928071.966 | 2182852249.0767 | 2235575371.4981 | 928794301.2536 | 991023519.4376 | 1016193845.0016 | 486718226.9124 | 519328348.1155 | 532518412.0649 | 659145027.5374 | 662608740.6715 | 676720242.5888 | 9270516.2625 | 9891640.8521 | 10142871.8428 | 1 | 1.0475 | 1.0728 | 1 | 1.067 | 1.0941 | 1 | 1.067 | 1.0941 | 1 | 1.0053 | 1.0267 | 1 | 1.067 | 1.0941
2033 | OE012033.APR | OE01 | Apr - 2033 | 1808677021.2514 | 1893789730.2226 | 1939994762.5151 | 743976753.2389 | 793823195.7059 | 813984965.7186 | 438309722.7683 | 467676474.1938 | 479554667.6808 | 617180173.3299 | 622462593.4903 | 636378061.2042 | 9210371.9144 | 9827466.8326 | 10077067.9115 | 1 | 1.0471 | 1.0726 | 1 | 1.067 | 1.0941 | 1 | 1.067 | 1.0941 | 1 | 1.0086 | 1.0311 | 1 | 1.067 | 1.0941
2033 | OE012033.MAY | OE01 | May - 2033 | 1854212526.1049 | 1941721446.0332 | 1989287650.0759 | 721808970.1076 | 770170171.1048 | 789731194.1948 | 480772806.8176 | 512984584.8744 | 526013527.9391 | 642360134.7497 | 648674944.4572 | 663399948.6942 | 9270614.43 | 9891745.5968 | 10142979.2478 | 1 | 1.0472 | 1.0728 | 1 | 1.067 | 1.0941 | 1 | 1.067 | 1.0941 | 1 | 1.0098 | 1.0328 | 1 | 1.067 | 1.0941
2033 | OE012033.JUN | OE01 | Jun - 2033 | 2037583202.1991 | 2136636266.2835 | 2189105336.7749 | 875693192.1219 | 934364635.9941 | 958095921.5006 | 494949598.9591 | 528111222.0893 | 541524356.2211 | 657658201.067 | 664256290.0755 | 679329393.0362 | 9282210.0511 | 9904118.1246 | 10155666.0169 | 1 | 1.0486 | 1.0744 | 1 | 1.067 | 1.0941 | 1 | 1.067 | 1.0941 | 1 | 1.01 | 1.033 | 1 | 1.067 | 1.0941
2033 | OE012033.JUL | OE01 | Jul - 2033 | 2266121933.2452 | 2380679261.1063 | 2439396727.3942 | 1055417967.7088 | 1126130971.5453 | 1154732798.4702 | 549161307.148 | 585955114.7269 | 600837386.1506 | 652262329.1575 | 658691063.5447 | 673672934.5619 | 9280329.2309 | 9902111.2893 | 10153608.2115 | 1 | 1.0506 | 1.0765 | 1 | 1.067 | 1.0941 | 1 | 1.067 | 1.0941 | 1 | 1.0099 | 1.0328 | 1 | 1.067 | 1.0941
2033 | OE012033.AUG | OE01 | Aug - 2033 | 2250749969.4491 | 2362679655.6326 | 2421021251.5168 | 1003041670.7313 | 1070245462.6703 | 1097427891.9471 | 541229306.9824 | 577491670.5502 | 592158984.7694 | 697239301.7019 | 705083773.1464 | 721325229.9346 | 9239690.0335 | 9858749.2658 | 10109144.8657 | 1 | 1.0497 | 1.0757 | 1 | 1.067 | 1.0941 | 1 | 1.067 | 1.0941 | 1 | 1.0113 | 1.0345 | 1 | 1.067 | 1.0941
2033 | OE012033.SEP | OE01 | Sep - 2033 | 1927647823.9087 | 2019633647.5949 | 2069409672.7842 | 777422723.8864 | 829510046.3868 | 850578202.2042 | 476952107.0362 | 508907898.2077 | 521833300.3083 | 664020496.9791 | 671343289.7611 | 686875014.3906 | 9252496.0069 | 9872413.2394 | 10123155.8811 | 1 | 1.0477 | 1.0735 | 1 | 1.067 | 1.0941 | 1 | 1.067 | 1.0941 | 1 | 1.011 | 1.0344 | 1 | 1.067 | 1.0941
2033 | OE012033.OCT | OE01 | Oct - 2033 | 1859447975.2482 | 1947024963.8708 | 1994301014.6125 | 700865457.1725 | 747823442.8031 | 766816896.6925 | 528808586.3466 | 564238761.6319 | 578569474.3219 | 620492351.4638 | 625059313.2928 | 638759666.63 | 9281580.2652 | 9903446.143 | 10154976.9682 | 1 | 1.0471 | 1.0725 | 1 | 1.067 | 1.0941 | 1 | 1.067 | 1.0941 | 1 | 1.0074 | 1.0294 | 1 | 1.067 | 1.0941
2033 | OE012033.NOV | OE01 | Nov - 2033 | 1885255646.3173 | 1974684549.0231 | 2022841778.6967 | 866396850.313 | 924445439.284 | 947924793.9274 | 379442110.509 | 404864731.9131 | 415147613.1079 | 630176293.5643 | 635514879.6356 | 649659458.8496 | 9240391.931 | 9859498.1904 | 10109912.8118 | 1 | 1.0474 | 1.073 | 1 | 1.067 | 1.0941 | 1 | 1.067 | 1.0941 | 1 | 1.0085 | 1.0309 | 1 | 1.067 | 1.0941
2033 | OE012033.DEC | OE01 | Dec - 2033 | 2217601502.4789 | 2329609409.7362 | 2386781199.6477 | 1066800863.8196 | 1138276521.6955 | 1167186825.105 | 519622293.6774 | 554436987.3537 | 568518751.5124 | 621870000.1614 | 626963896.7635 | 640891362.9621 | 9308344.8205 | 9932003.9234 | 10184260.0681 | 1 | 1.0505 | 1.0763 | 1 | 1.067 | 1.0941 | 1 | 1.067 | 1.0941 | 1 | 1.0082 | 1.0306 | 1 | 1.067 | 1.0941
2034 | OE012034.JAN | OE01 | Jan - 2034 | 2241854000.3896 | 2356599130.6934 | 2414810086.2385 | 1138791822.866 | 1215090874.998 | 1245952133.3977 | 469806407.1362 | 501283436.4143 | 514015190.0477 | 623943899.1245 | 630289052.6435 | 644654644.4443 | 9311871.263 | 9935766.6376 | 10188118.3489 | 1 | 1.0512 | 1.0771 | 1 | 1.067 | 1.0941 | 1 | 1.067 | 1.0941 | 1 | 1.0102 | 1.0332 | 1 | 1.067 | 1.0941
2034 | OE012034.FEB | OE01 | Feb - 2034 | 2059108377.0742 | 2163044072.7821 | 2216328043.0539 | 995416928.0159 | 1062109862.193 | 1089085660.9422 | 461620298.491 | 492548858.4898 | 505058768.579 | 592791580.1914 | 598484050.5082 | 612030835.5845 | 9279570.3758 | 9901301.591 | 10152777.9482 | 1 | 1.0505 | 1.0764 | 1 | 1.067 | 1.0941 | 1 | 1.067 | 1.0941 | 1 | 1.0096 | 1.0325 | 1 | 1.067 | 1.0941
2034 | OE012034.MAR | OE01 | Mar - 2034 | 2095293284.1347 | 2195059188.7574 | 2248090308.4285 | 943803572.0792 | 1007038411.4085 | 1032615488.2118 | 484923869.8967 | 517413769.1798 | 530555206.054 | 657297336.3423 | 660717512.4628 | 674778941.9488 | 9268505.8166 | 9889495.7063 | 10140672.2139 | 1 | 1.0476 | 1.0729 | 1 | 1.067 | 1.0941 | 1 | 1.067 | 1.0941 | 1 | 1.0052 | 1.0266 | 1 | 1.067 | 1.0941
2034 | OE012034.APR | OE01 | Apr - 2034 | 1817351974.5267 | 1903122426.4723 | 1949562549.9985 | 755999381.4593 | 806651340.0171 | 827138923.2546 | 436693830.6923 | 465952317.3487 | 477786720.1605 | 615450116.4767 | 620693143.933 | 634561727.1061 | 9208645.8983 | 9825625.1735 | 10075179.4773 | 1 | 1.0472 | 1.0727 | 1 | 1.067 | 1.0941 | 1 | 1.067 | 1.0941 | 1 | 1.0085 | 1.0311 | 1 | 1.067 | 1.0941
2034 | OE012034.MAY | OE01 | May - 2034 | 1862302029.29 | 1950432184.6534 | 1998217614.2325 | 733473368.0287 | 782616083.6866 | 802493211.9602 | 479000368.4515 | 511093393.1377 | 524074303.1228 | 640559494.3511 | 646832899.8735 | 661509106.7558 | 9268798.4588 | 9889807.9555 | 10140992.3937 | 1 | 1.0473 | 1.073 | 1 | 1.067 | 1.0941 | 1 | 1.067 | 1.0941 | 1 | 1.0098 | 1.0327 | 1 | 1.067 | 1.0941
2034 | OE012034.JUN | OE01 | Jun - 2034 | 2048064293.6068 | 2147899626.5541 | 2200652734.6226 | 889844351.6014 | 949463923.1587 | 973578705.0871 | 493124895.8019 | 526164263.8206 | 539527948.4969 | 655814677.6893 | 662369286.3701 | 677392429.8473 | 9280368.5142 | 9902153.2046 | 10153651.1914 | 1 | 1.0487 | 1.0745 | 1 | 1.067 | 1.0941 | 1 | 1.067 | 1.0941 | 1 | 1.01 | 1.0329 | 1 | 1.067 | 1.0941
2034 | OE012034.JUL | OE01 | Jul - 2034 | 2279322700.4936 | 2394845600.3646 | 2453920807.4449 | 1072473470.8381 | 1144329193.3842 | 1173393224.4439 | 547136744.7015 | 583794906.5965 | 598622312.3779 | 650433931.2903 | 656821283.6246 | 671753605.0596 | 9278553.6637 | 9900216.7592 | 10151665.5635 | 1 | 1.0507 | 1.0766 | 1 | 1.067 | 1.0941 | 1 | 1.067 | 1.0941 | 1 | 1.0098 | 1.0328 | 1 | 1.067 | 1.0941
2034 | OE012034.AUG | OE01 | Aug - 2034 | 2263007511.2892 | 2375843420.8723 | 2434517196.1404 | 1019250775.4437 | 1087540577.3984 | 1115162273.4129 | 539233986.9997 | 575362664.1287 | 589975905.1764 | 695284826.0329 | 703083315.7039 | 719271806.2015 | 9237922.8129 | 9856863.6413 | 10107211.3496 | 1 | 1.0499 | 1.0758 | 1 | 1.067 | 1.0941 | 1 | 1.067 | 1.0941 | 1 | 1.0112 | 1.0345 | 1 | 1.067 | 1.0941
2034 | OE012034.SEP | OE01 | Sep - 2034 | 1936589454.3911 | 2029257454.9503 | 2079275798.3257 | 789985837.3691 | 842914888.4729 | 864323504.6656 | 475193754.2315 | 507031735.765 | 519909486.5047 | 662159139.0466 | 669440308.4778 | 684921590.3073 | 9250723.7438 | 9870522.2346 | 10121216.8481 | 1 | 1.0479 | 1.0737 | 1 | 1.067 | 1.0941 | 1 | 1.067 | 1.0941 | 1 | 1.011 | 1.0344 | 1 | 1.067 | 1.0941
2034 | OE012034.OCT | OE01 | Oct - 2034 | 1867083414.9339 | 1955247531.6091 | 2002730502.7663 | 712191408.9412 | 759908233.3402 | 779208620.5225 | 526859057.1439 | 562158613.9725 | 576436494.4211 | 618753010.0342 | 623278989.5812 | 636932206.7656 | 9279938.8146 | 9901694.7152 | 10153181.057 | 1 | 1.0472 | 1.0727 | 1 | 1.067 | 1.0941 | 1 | 1.067 | 1.0941 | 1 | 1.0073 | 1.0294 | 1 | 1.067 | 1.0941
2034 | OE012034.NOV | OE01 | Nov - 2034 | 1896089391.8919 | 1986321218.89 | 2034772043.0687 | 880397781.36 | 939384432.7111 | 963243212.586 | 378043242.3849 | 403372139.6247 | 413617111.4934 | 628409806.463 | 633707101.2374 | 647803808.6509 | 9238561.6839 | 9857545.3167 | 10107910.3384 | 1 | 1.0476 | 1.0731 | 1 | 1.067 | 1.0941 | 1 | 1.067 | 1.0941 | 1 | 1.0084 | 1.0309 | 1 | 1.067 | 1.0941
2034 | OE012034.DEC | OE01 | Dec - 2034 | 2231180472.1697 | 2344174730.4991 | 2401714510.4892 | 1084040313.9975 | 1156671015.0354 | 1186048507.5447 | 517706631.0689 | 552392975.3505 | 566422825.0525 | 620126796.9576 | 625180459.0477 | 639060684.4396 | 9306730.1458 | 9930281.0655 | 10182493.4525 | 1 | 1.0506 | 1.0764 | 1 | 1.067 | 1.0941 | 1 | 1.067 | 1.0941 | 1 | 1.0081 | 1.0305 | 1 | 1.067 | 1.0941
2024 | PP012024.JAN | PP01 | Jan - 2024 | 444710745.8903 | 465613939.1546 | 476682224.2349 | 188545203.5953 | 200235006.2182 | 205344581.2357 | 64085240.1808 | 68058525.072 | 69795235.0809 | 191808726.922 | 197031995.0102 | 201246635.3765 | 271575.1922 | 288412.8541 | 295772.5418 | 1 | 1.047 | 1.0719 | 1 | 1.062 | 1.0891 | 1 | 1.062 | 1.0891 | 1 | 1.0272 | 1.0492 | 1 | 1.062 | 1.0891
2024 | PP012024.FEB | PP01 | Feb - 2024 | 416779380.2691 | 436743019.059 | 447153154.6699 | 181801970.1697 | 193073692.3202 | 198000525.7118 | 73500486.3498 | 78057516.5035 | 80049379.6836 | 161205311.2631 | 165323357.7747 | 168807436.1155 | 271612.4865 | 288452.4606 | 295813.159 | 1 | 1.0479 | 1.0729 | 1 | 1.062 | 1.0891 | 1 | 1.062 | 1.0891 | 1 | 1.0255 | 1.0472 | 1 | 1.062 | 1.0891
2024 | PP012024.MAR | PP01 | Mar - 2024 | 402742051.0484 | 419747228.0657 | 429472047.4654 | 124922409.6689 | 132667599.0683 | 136052996.3704 | 55451055.8619 | 58889021.3253 | 60391744.9392 | 222096938.6578 | 227902118.7069 | 232731455.5608 | 271646.8599 | 288488.9652 | 295850.5951 | 1 | 1.0422 | 1.0664 | 1 | 1.062 | 1.0891 | 1 | 1.062 | 1.0891 | 1 | 1.0261 | 1.0479 | 1 | 1.062 | 1.0891
2024 | PP012024.APR | PP01 | Apr - 2024 | 345160916.0748 | 360554574.5635 | 369036134.6853 | 123661488.9577 | 131328501.2731 | 134679727.6239 | 49563883.1797 | 52636843.9368 | 53980025.171 | 171663861.7997 | 176300702.9234 | 180080492.8743 | 271682.1377 | 288526.4302 | 295889.0161 | 1 | 1.0446 | 1.0692 | 1 | 1.062 | 1.0891 | 1 | 1.062 | 1.0891 | 1 | 1.027 | 1.049 | 1 | 1.062 | 1.0891
2024 | PP012024.MAY | PP01 | May - 2024 | 354189442.3409 | 369402583.4259 | 377997941.0412 | 119323064.3176 | 126721094.3053 | 129954749.3483 | 50526045.1008 | 53658659.897 | 55027915.7193 | 184068614.8596 | 188734264.6407 | 192719347.8312 | 271718.063 | 288564.5829 | 295928.1424 | 1 | 1.043 | 1.0672 | 1 | 1.062 | 1.0891 | 1 | 1.062 | 1.0891 | 1 | 1.0253 | 1.047 | 1 | 1.062 | 1.0891
2024 | PP012024.JUN | PP01 | Jun - 2024 | 378578914.5912 | 395346327.2621 | 404626627.689 | 135479607.0683 | 143879342.7066 | 147550840.0581 | 51586918.8472 | 54785307.8158 | 56183313.3165 | 191240634.3057 | 196393073.5989 | 200596506.63 | 271754.37 | 288603.1409 | 295967.6843 | 1 | 1.0443 | 1.0688 | 1 | 1.062 | 1.0891 | 1 | 1.062 | 1.0891 | 1 | 1.0269 | 1.0489 | 1 | 1.062 | 1.0891
2024 | PP012024.JUL | PP01 | Jul - 2024 | 404672060.3245 | 423128801.2943 | 433115322.5782 | 157719471.2403 | 167498078.4572 | 171772276.1278 | 60633190.4185 | 64392448.2245 | 66035607.6848 | 186047607.891 | 190949632.8099 | 195011431.4329 | 271790.7747 | 288641.8027 | 296007.3327 | 1 | 1.0456 | 1.0703 | 1 | 1.062 | 1.0891 | 1 | 1.062 | 1.0891 | 1 | 1.0263 | 1.0482 | 1 | 1.062 | 1.0891
2024 | PP012024.AUG | PP01 | Aug - 2024 | 406414079.8451 | 424728575.7646 | 434772433.9528 | 147712455.3144 | 156870627.5439 | 160873635.0829 | 59793998.4928 | 63501226.3994 | 65121643.7585 | 198635799.0762 | 204068041.5881 | 208481108.3674 | 271826.9616 | 288680.2332 | 296046.7439 | 1 | 1.0451 | 1.0698 | 1 | 1.062 | 1.0891 | 1 | 1.062 | 1.0891 | 1 | 1.0273 | 1.0496 | 1 | 1.062 | 1.0891
2024 | PP012024.SEP | PP01 | Sep - 2024 | 360122153.7992 | 376056525.87 | 384893130.974 | 122459686.0042 | 130052186.5365 | 133370844.0272 | 54743134.3723 | 58137208.7034 | 59620747.6449 | 182647470.7339 | 187578412.4547 | 191605453.6476 | 271862.6888 | 288718.1755 | 296085.6543 | 1 | 1.0442 | 1.0688 | 1 | 1.062 | 1.0891 | 1 | 1.062 | 1.0891 | 1 | 1.027 | 1.049 | 1 | 1.062 | 1.0891
2024 | PP012024.OCT | PP01 | Oct - 2024 | 348163254.297 | 362979782.4878 | 371406102.1835 | 111817869.4779 | 118750577.3855 | 121780841.6484 | 51582661.6531 | 54780786.6756 | 56178676.8064 | 184490825.3384 | 189159662.9337 | 193150459.8046 | 271897.8277 | 288755.493 | 296123.9241 | 1 | 1.0426 | 1.0668 | 1 | 1.062 | 1.0891 | 1 | 1.062 | 1.0891 | 1 | 1.0253 | 1.0469 | 1 | 1.062 | 1.0891
2024 | PP012024.NOV | PP01 | Nov - 2024 | 365137709.0457 | 381285960.4743 | 390220516.0381 | 132605623.8861 | 140827172.5671 | 144420784.9744 | 51953472.9028 | 55174588.2228 | 56582527.3384 | 180306679.9076 | 184995407.5297 | 188921042.2039 | 271932.3492 | 288792.1548 | 296161.5215 | 1 | 1.0442 | 1.0687 | 1 | 1.062 | 1.0891 | 1 | 1.062 | 1.0891 | 1 | 1.026 | 1.0478 | 1 | 1.062 | 1.0891
2024 | PP012024.DEC | PP01 | Dec - 2024 | 423084412.2913 | 442628932.3432 | 453116984.2562 | 175576520.2995 | 186462264.5581 | 191220388.2582 | 62313909.6402 | 66177372.0379 | 67866078.9892 | 184921971.2449 | 189700419.952 | 193734269.7126 | 272011.1066 | 288875.7952 | 296247.2962 | 1 | 1.0462 | 1.071 | 1 | 1.062 | 1.0891 | 1 | 1.062 | 1.0891 | 1 | 1.0258 | 1.0477 | 1 | 1.062 | 1.0891
2025 | PP012025.JAN | PP01 | Jan - 2025 | 433797042.9241 | 454096667.0446 | 464875197.8895 | 180974922.6563 | 192195367.861 | 197099788.265 | 64774275.1652 | 68790280.2255 | 70545663.0825 | 187775797.424 | 192822104.3235 | 196933459.4153 | 272047.6785 | 288914.6346 | 296287.1267 | 1 | 1.0468 | 1.0716 | 1 | 1.062 | 1.0891 | 1 | 1.062 | 1.0891 | 1 | 1.0269 | 1.0488 | 1 | 1.062 | 1.0891
2025 | PP012025.FEB | PP01 | Feb - 2025 | 395530963.0092 | 413446584.6095 | 423164147.0623 | 158913465.6615 | 168766100.5325 | 173072655.4519 | 58157198.6205 | 61762944.9349 | 63339005.0175 | 178188214.5373 | 182628585.7323 | 186456159.7015 | 272084.19 | 288953.4098 | 296326.8913 | 1 | 1.0453 | 1.0699 | 1 | 1.062 | 1.0891 | 1 | 1.062 | 1.0891 | 1 | 1.0249 | 1.0464 | 1 | 1.062 | 1.0891
2025 | PP012025.MAR | PP01 | Mar - 2025 | 395454760.5317 | 413408297.1592 | 423138237.537 | 153624572.0048 | 163149295.4691 | 167312521.3704 | 61486742.5379 | 65298920.5752 | 66965211.298 | 180071325.1092 | 184671088.7405 | 188564138.0183 | 272120.8799 | 288992.3745 | 296366.8503 | 1 | 1.0454 | 1.07 | 1 | 1.062 | 1.0891 | 1 | 1.062 | 1.0891 | 1 | 1.0255 | 1.0472 | 1 | 1.062 | 1.0891
2025 | PP012025.APR | PP01 | Apr - 2025 | 341158727.9769 | 356131835.6947 | 364478171.1069 | 114937773.428 | 122063915.3805 | 125178729.0404 | 50025202.1842 | 53126764.7197 | 54482447.6989 | 175923594.6771 | 180652124.1303 | 184520587.43 | 272157.6876 | 289031.4642 | 296406.9375 | 1 | 1.0439 | 1.0684 | 1 | 1.062 | 1.0891 | 1 | 1.062 | 1.0891 | 1 | 1.0269 | 1.0489 | 1 | 1.062 | 1.0891
2025 | PP012025.MAY | PP01 | May - 2025 | 363177961.3044 | 378335439.9366 | 387077320.6804 | 114365495.0573 | 121456155.7508 | 124555460.6669 | 50003056.4941 | 53103245.9968 | 54458328.8277 | 198537215.1842 | 203486967.557 | 207767084.0809 | 272194.5688 | 289070.632 | 296447.1049 | 1 | 1.0417 | 1.0658 | 1 | 1.062 | 1.0891 | 1 | 1.062 | 1.0891 | 1 | 1.0249 | 1.0465 | 1 | 1.062 | 1.0891
2025 | PP012025.JUN | PP01 | Jun - 2025 | 381294459.4774 | 398056171.3347 | 407388085.8382 | 134485149.2528 | 142823228.5065 | 146467776.0513 | 50354920.5906 | 53476925.6672 | 54841544.0152 | 196182158.1362 | 201466907.3104 | 205782278.4475 | 272231.4978 | 289109.8507 | 296487.3242 | 1 | 1.044 | 1.0684 | 1 | 1.062 | 1.0891 | 1 | 1.062 | 1.0891 | 1 | 1.0269 | 1.0489 | 1 | 1.062 | 1.0891
2025 | PP012025.JUL | PP01 | Jul - 2025 | 421041121.9323 | 440354838.9141 | 450764982.9424 | 165413293.8211 | 175668918.038 | 180151618.3006 | 64441583.0053 | 68436961.1516 | 70183328.051 | 190913976.6355 | 195959810.6089 | 200133508.9997 | 272268.4704 | 289149.1156 | 296527.5912 | 1 | 1.0459 | 1.0706 | 1 | 1.062 | 1.0891 | 1 | 1.062 | 1.0891 | 1 | 1.0264 | 1.0483 | 1 | 1.062 | 1.0891
2025 | PP012025.AUG | PP01 | Aug - 2025 | 420704682.2047 | 439896307.3208 | 450323385.9251 | 157281722.071 | 167033188.8395 | 171295523.5076 | 62375040.5964 | 66242293.1134 | 67932656.7135 | 200775614.0286 | 206331636.9179 | 210798637.7745 | 272305.5086 | 289188.4502 | 296567.9294 | 1 | 1.0456 | 1.0704 | 1 | 1.062 | 1.0891 | 1 | 1.062 | 1.0891 | 1 | 1.0277 | 1.0499 | 1 | 1.062 | 1.0891
2025 | PP012025.SEP | PP01 | Sep - 2025 | 370325663.9072 | 386624972.1093 | 395704542.3596 | 124917031.0177 | 132661886.9408 | 136047138.4814 | 53537069.7881 | 56856368.115 | 58307222.7062 | 191599220.4451 | 196817489.1526 | 201053572.7851 | 272342.6562 | 289227.9009 | 296608.3869 | 1 | 1.044 | 1.0685 | 1 | 1.062 | 1.0891 | 1 | 1.062 | 1.0891 | 1 | 1.0272 | 1.0493 | 1 | 1.062 | 1.0891
2025 | PP012025.OCT | PP01 | Oct - 2025 | 359034262.9116 | 374107200.853 | 382761649.2393 | 111902090.5966 | 118840020.2136 | 121872566.8688 | 50487884.1446 | 53618132.9616 | 54986354.6219 | 196371908.1988 | 201359780.148 | 205606078.7216 | 272379.9716 | 289267.5298 | 296649.0271 | 1 | 1.042 | 1.0661 | 1 | 1.062 | 1.0891 | 1 | 1.062 | 1.0891 | 1 | 1.0254 | 1.047 | 1 | 1.062 | 1.0891
2025 | PP012025.NOV | PP01 | Nov - 2025 | 364711748.5003 | 380754459.7601 | 389671244.4625 | 132432106.6262 | 140642897.2371 | 144231807.3266 | 47820937.244 | 50785835.3531 | 52081782.7524 | 184186287.1099 | 189036419.7635 | 193060964.4623 | 272417.5202 | 289307.4064 | 296689.9212 | 1 | 1.044 | 1.0684 | 1 | 1.062 | 1.0891 | 1 | 1.062 | 1.0891 | 1 | 1.0263 | 1.0482 | 1 | 1.062 | 1.0891
2025 | PP012025.DEC | PP01 | Dec - 2025 | 419333920.9968 | 438382786.1142 | 448731912.3878 | 168424018.8066 | 178866307.9726 | 183430598.8823 | 57692761.6291 | 61269712.8502 | 62833186.6903 | 192944648.5141 | 197957378.7376 | 202171355.7269 | 272492.0469 | 289386.5539 | 296771.0883 | 1 | 1.0454 | 1.0701 | 1 | 1.062 | 1.0891 | 1 | 1.062 | 1.0891 | 1 | 1.026 | 1.0478 | 1 | 1.062 | 1.0891
2026 | PP012026.JAN | PP01 | Jan - 2026 | 435698936.2317 | 456047035.0871 | 466866701.1571 | 181509647.2165 | 192763245.344 | 197682156.7835 | 64025293.2711 | 67994861.4539 | 69729946.9015 | 189891466.4218 | 194999502.149 | 199157785.7871 | 272529.3223 | 289426.1403 | 296811.6849 | 1 | 1.0467 | 1.0715 | 1 | 1.062 | 1.0891 | 1 | 1.062 | 1.0891 | 1 | 1.0269 | 1.0488 | 1 | 1.062 | 1.0891
2026 | PP012026.FEB | PP01 | Feb - 2026 | 397336162.1012 | 415264865.6116 | 425012461.7198 | 159383005.4839 | 169264751.8239 | 173584031.2725 | 57484729.6709 | 61048782.9105 | 62606619.0845 | 180195860.2852 | 184661865.083 | 188524959.012 | 272566.6612 | 289465.7942 | 296852.3507 | 1 | 1.0451 | 1.0697 | 1 | 1.062 | 1.0891 | 1 | 1.062 | 1.0891 | 1 | 1.0248 | 1.0462 | 1 | 1.062 | 1.0891
2026 | PP012026.MAR | PP01 | Mar - 2026 | 397227050.9305 | 415217423.5779 | 424980789.1676 | 154078484.7928 | 163631350.8499 | 167806877.7878 | 60775774.2287 | 64543872.2309 | 66190895.7125 | 182100187.8548 | 186752694.9915 | 190686122.5919 | 272604.0542 | 289505.5055 | 296893.0754 | 1 | 1.0453 | 1.0699 | 1 | 1.062 | 1.0891 | 1 | 1.062 | 1.0891 | 1 | 1.0255 | 1.0471 | 1 | 1.062 | 1.0891
2026 | PP012026.APR | PP01 | Apr - 2026 | 342902508.3556 | 357896168.9214 | 366274933.2252 | 115277378.7691 | 122424576.2528 | 125548593.2175 | 49446763.1266 | 52512462.4404 | 53852469.7212 | 177905724.9641 | 182669584.9596 | 186576936.4335 | 272641.4958 | 289545.2685 | 296933.8531 | 1 | 1.0437 | 1.0682 | 1 | 1.062 | 1.0891 | 1 | 1.062 | 1.0891 | 1 | 1.0268 | 1.0487 | 1 | 1.062 | 1.0891
2026 | PP012026.MAY | PP01 | May - 2026 | 365175095.0077 | 380436855.5359 | 389234584.0281 | 114703409.494 | 121815020.8826 | 124923483.2799 | 49424873.506 | 52489215.6634 | 53828629.7354 | 200774133.0237 | 205843033.9089 | 210185496.3313 | 272678.984 | 289585.081 | 296974.6815 | 1 | 1.0418 | 1.0659 | 1 | 1.062 | 1.0891 | 1 | 1.062 | 1.0891 | 1 | 1.0252 | 1.0469 | 1 | 1.062 | 1.0891
2026 | PP012026.JUN | PP01 | Jun - 2026 | 383320438.0971 | 400129559.1987 | 409504121.5035 | 134882511.0046 | 143245226.6869 | 146900542.7351 | 49772669.0145 | 52858574.4934 | 54207413.8237 | 198392541.5593 | 203736133.0755 | 208099149.3841 | 272716.5187 | 289624.9429 | 297015.5605 | 1 | 1.0439 | 1.0683 | 1 | 1.062 | 1.0891 | 1 | 1.062 | 1.0891 | 1 | 1.0269 | 1.0489 | 1 | 1.062 | 1.0891
2026 | PP012026.JUL | PP01 | Jul - 2026 | 422936244.2106 | 442306289.2584 | 452758940.9584 | 165902038.6123 | 176187965.0063 | 180683910.2527 | 63696448.0149 | 67645627.7918 | 69371801.533 | 193065003.4832 | 198183031.6059 | 202406172.6822 | 272754.1002 | 289664.8544 | 297056.4905 | 1 | 1.0458 | 1.0705 | 1 | 1.062 | 1.0891 | 1 | 1.062 | 1.0891 | 1 | 1.0265 | 1.0484 | 1 | 1.062 | 1.0891
2026 | PP012026.AUG | PP01 | Aug - 2026 | 422710785.1614 | 441939678.8868 | 452411336.8606 | 157746440.5991 | 167526719.9162 | 171801648.4564 | 61653800.9386 | 65476336.5968 | 67147154.6022 | 203037751.897 | 208646917.5599 | 213165436.3323 | 272791.7268 | 289704.8138 | 297097.4696 | 1 | 1.0455 | 1.0703 | 1 | 1.062 | 1.0891 | 1 | 1.062 | 1.0891 | 1 | 1.0276 | 1.0499 | 1 | 1.062 | 1.0891
2026 | PP012026.SEP | PP01 | Sep - 2026 | 372234942.4539 | 388580158.0763 | 397698876.4315 | 125286121.9586 | 133053861.52 | 136449115.4251 | 52918023.1707 | 56198940.6073 | 57633019.0352 | 193757967.9315 | 199037611.1336 | 203319603.4791 | 272829.3931 | 289744.8155 | 297138.492 | 1 | 1.0439 | 1.0684 | 1 | 1.062 | 1.0891 | 1 | 1.062 | 1.0891 | 1 | 1.0272 | 1.0493 | 1 | 1.062 | 1.0891
2026 | PP012026.OCT | PP01 | Oct - 2026 | 360994118.1807 | 376150970.5518 | 384861129.5326 | 112232726.44 | 119191155.4793 | 122232662.3658 | 49904095.1172 | 52998149.0145 | 54350549.9922 | 198584429.535 | 203671881.21 | 207980737.6286 | 272867.0885 | 289784.848 | 297179.5461 | 1 | 1.042 | 1.0661 | 1 | 1.062 | 1.0891 | 1 | 1.062 | 1.0891 | 1 | 1.0256 | 1.0473 | 1 | 1.062 | 1.0891
2026 | PP012026.NOV | PP01 | Nov - 2026 | 366625806.1825 | 382700310.6397 | 391654220.385 | 132823402.2761 | 141058453.2173 | 144657967.4189 | 47267985.9981 | 50198601.13 | 51479563.5505 | 186261513.1124 | 191153431.3993 | 195219468.8024 | 272904.7959 | 289824.8932 | 297220.6132 | 1 | 1.0438 | 1.0683 | 1 | 1.062 | 1.0891 | 1 | 1.062 | 1.0891 | 1 | 1.0263 | 1.0481 | 1 | 1.062 | 1.0891
2026 | PP012026.DEC | PP01 | Dec - 2026 | 421338857.4261 | 440447847.3705 | 450842134.5394 | 168921659.353 | 179394802.2328 | 183972579.2013 | 57025662.9426 | 60561254.0451 | 62106649.5108 | 195118554.9321 | 200201886.1219 | 204465603.0932 | 272980.1984 | 289904.9707 | 297302.7341 | 1 | 1.0454 | 1.07 | 1 | 1.062 | 1.0891 | 1 | 1.062 | 1.0891 | 1 | 1.0261 | 1.0479 | 1 | 1.062 | 1.0891
2027 | PP012027.JAN | PP01 | Jan - 2027 | 438980805.5375 | 459483392.6779 | 470386395.1141 | 182784978.6498 | 194117647.3261 | 199071120.2475 | 64088197.3799 | 68061665.6174 | 69798455.7664 | 191834611.4935 | 197014134.6032 | 201219475.1808 | 273018.0144 | 289945.1313 | 297343.9195 | 1 | 1.0467 | 1.0715 | 1 | 1.062 | 1.0891 | 1 | 1.062 | 1.0891 | 1 | 1.027 | 1.0489 | 1 | 1.062 | 1.0891
2027 | PP012027.FEB | PP01 | Feb - 2027 | 400356924.2604 | 418457539.1079 | 428289441.532 | 160502869.689 | 170454047.6098 | 174803675.3783 | 57541207.7517 | 61108762.6323 | 62668129.3624 | 182039790.9497 | 186604743.5319 | 190520251.6433 | 273055.87 | 289985.3339 | 297385.148 | 1 | 1.0452 | 1.0698 | 1 | 1.062 | 1.0891 | 1 | 1.062 | 1.0891 | 1 | 1.0251 | 1.0466 | 1 | 1.062 | 1.0891
2027 | PP012027.MAR | PP01 | Mar - 2027 | 400233262.9772 | 418377113.5648 | 428221521.8364 | 155161078.1307 | 164781064.9748 | 168985930.1921 | 60835485.7227 | 64607285.8375 | 66255927.5006 | 183963605.3598 | 188698737.1751 | 192682237.7253 | 273093.764 | 290025.5774 | 297426.4184 | 1 | 1.0453 | 1.0699 | 1 | 1.062 | 1.0891 | 1 | 1.062 | 1.0891 | 1 | 1.0257 | 1.0474 | 1 | 1.062 | 1.0891
2027 | PP012027.APR | PP01 | Apr - 2027 | 345582042.5312 | 360697676.936 | 369144594.5243 | 116087345.9909 | 123284761.4424 | 126430728.5187 | 49495343.9984 | 52564055.3263 | 53905379.1487 | 179726220.8463 | 184558794.3066 | 188511019.1273 | 273131.6956 | 290065.8607 | 297467.7296 | 1 | 1.0437 | 1.0682 | 1 | 1.062 | 1.0891 | 1 | 1.062 | 1.0891 | 1 | 1.0269 | 1.0489 | 1 | 1.062 | 1.0891
2027 | PP012027.MAY | PP01 | May - 2027 | 368084586.0049 | 383436475.8631 | 392298455.6684 | 115509343.8665 | 122670923.1862 | 125801226.405 | 49473432.8716 | 52540785.7096 | 53881515.7404 | 202828639.6029 | 207934660.7842 | 212318204.442 | 273169.6639 | 290106.1831 | 297509.081 | 1 | 1.0417 | 1.0658 | 1 | 1.062 | 1.0891 | 1 | 1.062 | 1.0891 | 1 | 1.0252 | 1.0468 | 1 | 1.062 | 1.0891
2027 | PP012027.JUN | PP01 | Jun - 2027 | 386347683.9543 | 403274060.2825 | 412719816.199 | 135830228.7084 | 144251702.8883 | 147932702.0863 | 49821570.0851 | 52910507.4304 | 54260671.9797 | 200422677.4925 | 205821703.42 | 210228891.6614 | 273207.6683 | 290146.5437 | 297550.4715 | 1 | 1.0438 | 1.0683 | 1 | 1.062 | 1.0891 | 1 | 1.062 | 1.0891 | 1 | 1.0269 | 1.0489 | 1 | 1.062 | 1.0891
2027 | PP012027.JUL | PP01 | Jul - 2027 | 426140605.0133 | 445623529.1616 | 456149133.6283 | 167067707.148 | 177425904.9912 | 181953439.8549 | 63759029.037 | 67712088.8373 | 69439958.5242 | 195040623.1206 | 200195348.3915 | 204458143.3489 | 273245.7078 | 290186.9416 | 297591.9003 | 1 | 1.0457 | 1.0704 | 1 | 1.062 | 1.0891 | 1 | 1.062 | 1.0891 | 1 | 1.0264 | 1.0483 | 1 | 1.062 | 1.0891
2027 | PP012027.AUG | PP01 | Aug - 2027 | 425957886.6795 | 445300525.4886 | 455847101.7519 | 158854805.8968 | 168703803.8624 | 173008769.1022 | 61714375.0836 | 65540666.3388 | 67213125.9036 | 205115421.9176 | 210765827.9115 | 215327573.3797 | 273283.7815 | 290227.3759 | 297633.3664 | 1 | 1.0454 | 1.0702 | 1 | 1.062 | 1.0891 | 1 | 1.062 | 1.0891 | 1 | 1.0275 | 1.0498 | 1 | 1.062 | 1.0891
2027 | PP012027.SEP | PP01 | Sep - 2027 | 375150428.0983 | 391590105.6109 | 400775146.7337 | 126166413.0722 | 133988730.6827 | 137407840.4769 | 52970014.5153 | 56254155.4152 | 57689642.8086 | 195740678.6219 | 201056951.6669 | 205379988.5789 | 273321.889 | 290267.8461 | 297674.8693 | 1 | 1.0438 | 1.0683 | 1 | 1.062 | 1.0891 | 1 | 1.062 | 1.0891 | 1 | 1.0272 | 1.0492 | 1 | 1.062 | 1.0891
2027 | PP012027.OCT | PP01 | Oct - 2027 | 363864315.572 | 379089631.3184 | 387857177.817 | 113021301.1855 | 120028621.859 | 123091499.1211 | 49953125.3124 | 53050219.0818 | 54403948.7778 | 200616529.0434 | 205720482.025 | 210064013.5087 | 273360.0307 | 290308.3526 | 297716.4094 | 1 | 1.0418 | 1.0659 | 1 | 1.062 | 1.0891 | 1 | 1.062 | 1.0891 | 1 | 1.0254 | 1.0471 | 1 | 1.062 | 1.0891
2027 | PP012027.NOV | PP01 | Nov - 2027 | 369511989.7758 | 385685113.3042 | 394704807.0947 | 133756652.1755 | 142049564.6103 | 145674369.8843 | 47314426.2466 | 50247920.6739 | 51530141.6252 | 188167513.1453 | 193097279.1226 | 197202537.5964 | 273398.2084 | 290348.8973 | 297757.9888 | 1 | 1.0438 | 1.0682 | 1 | 1.062 | 1.0891 | 1 | 1.062 | 1.0891 | 1 | 1.0262 | 1.048 | 1 | 1.062 | 1.0891
2027 | PP012027.DEC | PP01 | Dec - 2027 | 424578897.5329 | 443798249.5962 | 454266587.8597 | 170108544.4868 | 180655274.2449 | 185265215.8005 | 57081689.9957 | 60620754.7754 | 62167668.5743 | 197115188.4067 | 202231790.5042 | 206535862.2503 | 273474.6438 | 290430.0717 | 297841.2345 | 1 | 1.0453 | 1.0699 | 1 | 1.062 | 1.0891 | 1 | 1.062 | 1.0891 | 1 | 1.026 | 1.0478 | 1 | 1.062 | 1.0891
2028 | PP012028.JAN | PP01 | Jan - 2028 | 455508439.8988 | 476711154.4738 | 488012910.753 | 192119010.2609 | 204030388.8971 | 209236814.0752 | 62440332.8736 | 66311633.5117 | 68003766.5326 | 200675583.827 | 206078661.3255 | 210474447.2051 | 273512.9373 | 290470.7394 | 297882.94 | 1 | 1.0465 | 1.0714 | 1 | 1.062 | 1.0891 | 1 | 1.062 | 1.0891 | 1 | 1.0269 | 1.0488 | 1 | 1.062 | 1.0891
2028 | PP012028.FEB | PP01 | Feb - 2028 | 425792871.5743 | 445939217.388 | 456529635.012 | 185247961.2659 | 196733334.8644 | 201753554.6147 | 71613913.299 | 76053975.9235 | 77994712.9739 | 168657445.7422 | 172861395.1543 | 176483442.7383 | 273551.2673 | 290511.4458 | 297924.6852 | 1 | 1.0473 | 1.0722 | 1 | 1.062 | 1.0891 | 1 | 1.062 | 1.0891 | 1 | 1.0249 | 1.0464 | 1 | 1.062 | 1.0891
2028 | PP012028.MAR | PP01 | Mar - 2028 | 413955572.0117 | 431165201.5047 | 441111072.5675 | 127290269.1097 | 135182265.7945 | 138631832.0874 | 54027766.4005 | 57377487.9173 | 58841640.3868 | 232363946.8681 | 238314895.6022 | 243339633.6237 | 273589.6334 | 290552.1906 | 297966.4697 | 1 | 1.0416 | 1.0656 | 1 | 1.062 | 1.0891 | 1 | 1.062 | 1.0891 | 1 | 1.0256 | 1.0472 | 1 | 1.062 | 1.0891
2028 | PP012028.APR | PP01 | Apr - 2028 | 354170248.7618 | 369815554.7741 | 378494187.849 | 126005448.099 | 133817785.8812 | 137232533.5247 | 48291702.6684 | 51285788.2339 | 52594493.3762 | 179599469.9587 | 184421387.6852 | 188369152.6546 | 273628.0356 | 290592.9738 | 298008.2935 | 1 | 1.0442 | 1.0687 | 1 | 1.062 | 1.0891 | 1 | 1.062 | 1.0891 | 1 | 1.0268 | 1.0488 | 1 | 1.062 | 1.0891
2028 | PP012028.MAY | PP01 | May - 2028 | 363665289.9263 | 379109564.5395 | 387905603.7402 | 121584790.1769 | 129123047.1678 | 132417994.9816 | 49229168.3074 | 52281376.7424 | 53615487.2036 | 192577664.9683 | 197414506.8341 | 201574071.3984 | 273666.4737 | 290633.7951 | 298050.1566 | 1 | 1.0425 | 1.0667 | 1 | 1.062 | 1.0891 | 1 | 1.062 | 1.0891 | 1 | 1.0251 | 1.0467 | 1 | 1.062 | 1.0891
2028 | PP012028.JUN | PP01 | Jun - 2028 | 388665321.0847 | 405747097.1033 | 415258050.4917 | 138047574.3969 | 146606524.0095 | 150347613.2757 | 50262812.0868 | 53379106.4362 | 54741228.6437 | 200081229.653 | 205470792.0029 | 209871116.5135 | 273704.948 | 290674.6547 | 298092.0588 | 1 | 1.0439 | 1.0684 | 1 | 1.062 | 1.0891 | 1 | 1.062 | 1.0891 | 1 | 1.0269 | 1.0489 | 1 | 1.062 | 1.0891
2028 | PP012028.JUL | PP01 | Jul - 2028 | 414707761.3331 | 433501057.629 | 443720442.9499 | 160708987.2124 | 170672944.4196 | 175028157.973 | 59076888.5665 | 62739655.6576 | 64340639.3378 | 194648142.0959 | 199797741.9992 | 204053511.6387 | 273743.4582 | 290715.5527 | 298134.0004 | 1 | 1.0453 | 1.07 | 1 | 1.062 | 1.0891 | 1 | 1.062 | 1.0891 | 1 | 1.0265 | 1.0483 | 1 | 1.062 | 1.0891
2028 | PP012028.AUG | PP01 | Aug - 2028 | 416863565.6225 | 435563336.4386 | 445851945.8624 | 150512291.8912 | 159844053.9884 | 163922937.0987 | 58259236.5918 | 61871309.2605 | 63450134.5721 | 207818255.1348 | 213557216.7006 | 218180698.2103 | 273782.0048 | 290756.4891 | 298175.9814 | 1 | 1.0449 | 1.0695 | 1 | 1.062 | 1.0891 | 1 | 1.062 | 1.0891 | 1 | 1.0276 | 1.0499 | 1 | 1.062 | 1.0891
2028 | PP012028.SEP | PP01 | Sep - 2028 | 369483526.2307 | 385744317.1012 | 394801503.5164 | 124780865.4019 | 132517279.0568 | 135898840.5092 | 53338015.4792 | 56644972.4389 | 58090432.6584 | 191090824.7619 | 196291268.1413 | 200514012.3467 | 273820.5878 | 290797.4642 | 298218.0021 | 1 | 1.044 | 1.0685 | 1 | 1.062 | 1.0891 | 1 | 1.062 | 1.0891 | 1 | 1.0272 | 1.0493 | 1 | 1.062 | 1.0891
2028 | PP012028.OCT | PP01 | Oct - 2028 | 357489253.6579 | 372605773.4739 | 381243215.153 | 113937337.0626 | 121001451.9605 | 124089153.7949 | 50258664.1641 | 53374701.3423 | 54736711.1412 | 193019393.2237 | 197938781.6929 | 202119090.1542 | 273859.2074 | 290838.4782 | 298260.0628 | 1 | 1.0423 | 1.0664 | 1 | 1.062 | 1.0891 | 1 | 1.062 | 1.0891 | 1 | 1.0255 | 1.0471 | 1 | 1.062 | 1.0891
2028 | PP012028.NOV | PP01 | Nov - 2028 | 374654796.1742 | 391142251.8815 | 400301694.0435 | 135119115.8949 | 143496501.0804 | 147158229.1212 | 50619957.6195 | 53758394.9919 | 55130195.8434 | 188641824.796 | 193596476.2779 | 197714966.9155 | 273897.8637 | 290879.5312 | 298302.1633 | 1 | 1.044 | 1.0685 | 1 | 1.062 | 1.0891 | 1 | 1.062 | 1.0891 | 1 | 1.0263 | 1.0481 | 1 | 1.062 | 1.0891
2028 | PP012028.DEC | PP01 | Dec - 2028 | 433363423.392 | 453266345.6485 | 463993323.3016 | 178904510.2277 | 189996589.8618 | 194844902.0889 | 60714467.9432 | 64478764.9557 | 66124127.037 | 193470469.9703 | 198500029.1147 | 202725907.73 | 273975.2508 | 290961.7163 | 298386.4456 | 1 | 1.0459 | 1.0707 | 1 | 1.062 | 1.0891 | 1 | 1.062 | 1.0891 | 1 | 1.026 | 1.0478 | 1 | 1.062 | 1.0891
2029 | PP012029.JAN | PP01 | Jan - 2029 | 445420145.8122 | 466206881.0734 | 477266432.2038 | 186098504.3419 | 197636611.6111 | 202679881.0788 | 64251868.4703 | 68235484.3154 | 69976709.951 | 194795758.9839 | 200043782.2616 | 204311412.509 | 274014.0162 | 291002.8852 | 298428.665 | 1 | 1.0467 | 1.0715 | 1 | 1.062 | 1.0891 | 1 | 1.062 | 1.0891 | 1 | 1.0269 | 1.0488 | 1 | 1.062 | 1.0891
2029 | PP012029.FEB | PP01 | Feb - 2029 | 406224423.2267 | 424557606.4317 | 434526357.0965 | 163412465.3588 | 173544038.211 | 177972516.0223 | 57688158.8691 | 61264824.719 | 62828173.8243 | 184849746.181 | 189457699.4092 | 193427196.3261 | 274052.8178 | 291044.0925 | 298470.9238 | 1 | 1.0451 | 1.0697 | 1 | 1.062 | 1.0891 | 1 | 1.062 | 1.0891 | 1 | 1.0249 | 1.0464 | 1 | 1.062 | 1.0891
2029 | PP012029.MAR | PP01 | Mar - 2029 | 406042035.8481 | 424423117.8106 | 434404312.8334 | 157973837.8148 | 167768215.7593 | 172049306.7641 | 60990849.9035 | 64772282.5975 | 66425134.6299 | 186803256.4744 | 191591534.1157 | 195631358.2175 | 274091.6555 | 291085.3382 | 298513.222 | 1 | 1.0453 | 1.0699 | 1 | 1.062 | 1.0891 | 1 | 1.062 | 1.0891 | 1 | 1.0256 | 1.0473 | 1 | 1.062 | 1.0891
2029 | PP012029.APR | PP01 | Apr - 2029 | 350588118.879 | 365907509.6333 | 374473694.7006 | 118191777.1445 | 125519667.3274 | 128722664.488 | 49621747.256 | 52698295.5859 | 54043044.9365 | 182500463.9491 | 187398420.0977 | 191409429.7165 | 274130.5294 | 291126.6222 | 298555.5596 | 1 | 1.0437 | 1.0681 | 1 | 1.062 | 1.0891 | 1 | 1.062 | 1.0891 | 1 | 1.0268 | 1.0488 | 1 | 1.062 | 1.0891
2029 | PP012029.MAY | PP01 | May - 2029 | 373436736.8578 | 389006147.3584 | 397996246.2602 | 117603296.9988 | 124894701.4127 | 128081750.7614 | 49599780.1716 | 52674966.5423 | 54019120.5849 | 205959490.248 | 211145311.4587 | 215596776.9774 | 274169.4395 | 291167.9447 | 298597.9365 | 1 | 1.0417 | 1.0658 | 1 | 1.062 | 1.0891 | 1 | 1.062 | 1.0891 | 1 | 1.0252 | 1.0468 | 1 | 1.062 | 1.0891
2029 | PP012029.JUN | PP01 | Jun - 2029 | 392031963.5062 | 409201949.1416 | 418786317.5624 | 138292558.7965 | 146866697.4419 | 150614425.7853 | 49948806.4724 | 53045632.4737 | 54399245.1291 | 203516389.8515 | 208998409.9203 | 213474006.2951 | 274208.3857 | 291209.3057 | 298640.3529 | 1 | 1.0438 | 1.0682 | 1 | 1.062 | 1.0891 | 1 | 1.062 | 1.0891 | 1 | 1.0269 | 1.0489 | 1 | 1.062 | 1.0891
2029 | PP012029.JUL | PP01 | Jul - 2029 | 432343675.4417 | 452111168.6518 | 462790817.0503 | 170096310.1768 | 180642281.4078 | 185251891.4136 | 63921859.4837 | 67885014.7717 | 69617297.1637 | 198051258.413 | 203292621.7673 | 207622945.6643 | 274247.3682 | 291250.705 | 298682.8087 | 1 | 1.0457 | 1.0704 | 1 | 1.062 | 1.0891 | 1 | 1.062 | 1.0891 | 1 | 1.0265 | 1.0483 | 1 | 1.062 | 1.0891
2029 | PP012029.AUG | PP01 | Aug - 2029 | 432162366.8615 | 451790764.0689 | 462491653.4294 | 161734525.4697 | 171762066.0488 | 176145071.6891 | 61871983.8085 | 65708046.8046 | 67384777.5658 | 208281571.1965 | 214029359.0726 | 218663078.8706 | 274286.3869 | 291292.1428 | 298725.3039 | 1 | 1.0454 | 1.0702 | 1 | 1.062 | 1.0891 | 1 | 1.062 | 1.0891 | 1 | 1.0276 | 1.0498 | 1 | 1.062 | 1.0891
2029 | PP012029.SEP | PP01 | Sep - 2029 | 380595294.4324 | 397276781.948 | 406595996.4599 | 128453557.5317 | 136417678.0987 | 139898769.5078 | 53105291.5302 | 56397819.6051 | 57836973.0056 | 198762119.9288 | 204169950.6252 | 208561486.1081 | 274325.4417 | 291333.619 | 298767.8385 | 1 | 1.0438 | 1.0683 | 1 | 1.062 | 1.0891 | 1 | 1.062 | 1.0891 | 1 | 1.0272 | 1.0493 | 1 | 1.062 | 1.0891
2029 | PP012029.OCT | PP01 | Oct - 2029 | 369138446.9723 | 384592623.0516 | 393489848.5056 | 115070151.0856 | 122204500.4529 | 125322901.5473 | 50080697.6709 | 53185700.9265 | 54542887.8334 | 203713233.6833 | 208911046.5386 | 213325248.7125 | 274364.5326 | 291375.1336 | 298810.4125 | 1 | 1.0419 | 1.066 | 1 | 1.062 | 1.0891 | 1 | 1.062 | 1.0891 | 1 | 1.0255 | 1.0472 | 1 | 1.062 | 1.0891
2029 | PP012029.NOV | PP01 | Nov - 2029 | 374963111.4454 | 391378547.4665 | 400532401.1843 | 136181392.4728 | 144624638.8061 | 148315154.5421 | 47435259.7862 | 50376245.893 | 51661741.4332 | 191072055.5268 | 196086246.0809 | 200256652.1833 | 274403.6596 | 291416.6865 | 298853.0257 | 1 | 1.0438 | 1.0682 | 1 | 1.062 | 1.0891 | 1 | 1.062 | 1.0891 | 1 | 1.0262 | 1.0481 | 1 | 1.062 | 1.0891
2029 | PP012029.DEC | PP01 | Dec - 2029 | 430852067.9354 | 450359619.6125 | 460983525.9139 | 173192271.8082 | 183930192.6603 | 188623703.2263 | 57227467.5776 | 60775570.5674 | 62326434.9388 | 200157846.5638 | 205362356.5159 | 209734449.4181 | 274481.9858 | 291499.8689 | 298938.3307 | 1 | 1.0453 | 1.0699 | 1 | 1.062 | 1.0891 | 1 | 1.062 | 1.0891 | 1 | 1.026 | 1.0478 | 1 | 1.062 | 1.0891
2030 | PP012030.JAN | PP01 | Jan - 2030 | 447807200.3594 | 468714361.3902 | 479834774.739 | 188024310.6546 | 199681817.9151 | 204777276.7339 | 63848410.8306 | 67807012.3021 | 69537304.2356 | 195659957.6535 | 200933989.6365 | 205221212.7079 | 274521.2208 | 291541.5365 | 298981.0616 | 1 | 1.0467 | 1.0715 | 1 | 1.062 | 1.0891 | 1 | 1.062 | 1.0891 | 1 | 1.027 | 1.0489 | 1 | 1.062 | 1.0891
2030 | PP012030.FEB | PP01 | Feb - 2030 | 408373806.676 | 426818858.7339 | 436843489.5673 | 165103509.349 | 175339926.9286 | 179814232.032 | 57325916.8212 | 60880123.6641 | 62433656.01 | 185669820.014 | 190307224.8988 | 194296577.6937 | 274560.4918 | 291583.2423 | 299023.8316 | 1 | 1.0452 | 1.0697 | 1 | 1.062 | 1.0891 | 1 | 1.062 | 1.0891 | 1 | 1.025 | 1.0465 | 1 | 1.062 | 1.0891
2030 | PP012030.MAR | PP01 | Mar - 2030 | 408123067.1127 | 426608287.002 | 436642959.5771 | 159608601.1632 | 169504334.4354 | 173829727.5269 | 60607869.2224 | 64365557.1142 | 66008030.3702 | 187631996.9283 | 192446770.4661 | 196506135.0392 | 274599.7988 | 291624.9863 | 299066.6409 | 1 | 1.0453 | 1.0699 | 1 | 1.062 | 1.0891 | 1 | 1.062 | 1.0891 | 1 | 1.0257 | 1.0473 | 1 | 1.062 | 1.0891
2030 | PP012030.APR | PP01 | Apr - 2030 | 352309774.3428 | 367711138.5132 | 376320751.2017 | 119414863.1189 | 126818584.6323 | 130054727.4228 | 49310156.7373 | 52367386.455 | 53703691.7026 | 183310115.3448 | 188233500.6573 | 192263222.587 | 274639.1417 | 291666.7685 | 299109.4893 | 1 | 1.0437 | 1.0682 | 1 | 1.062 | 1.0891 | 1 | 1.062 | 1.0891 | 1 | 1.0269 | 1.0488 | 1 | 1.062 | 1.0891
2030 | PP012030.MAY | PP01 | May - 2030 | 375256515.3885 | 390900461.9193 | 399933818.0451 | 118820293.1942 | 126187151.3722 | 129407181.3178 | 49288327.5911 | 52344203.9018 | 53679917.5795 | 206873216.0826 | 212077398.0565 | 216547566.771 | 274678.5206 | 291708.5889 | 299152.3768 | 1 | 1.0417 | 1.0658 | 1 | 1.062 | 1.0891 | 1 | 1.062 | 1.0891 | 1 | 1.0252 | 1.0468 | 1 | 1.062 | 1.0891
2030 | PP012030.JUN | PP01 | Jun - 2030 | 394052811.2435 | 411316571.6017 | 420951058.1035 | 139723654.0311 | 148386520.581 | 152173031.6053 | 49635162.2463 | 52712542.3055 | 54057655.2024 | 204419277.0307 | 209925758.2677 | 214421175.9924 | 274717.9354 | 291750.4474 | 299195.3034 | 1 | 1.0438 | 1.0683 | 1 | 1.062 | 1.0891 | 1 | 1.062 | 1.0891 | 1 | 1.0269 | 1.0489 | 1 | 1.062 | 1.0891
2030 | PP012030.JUL | PP01 | Jul - 2030 | 434581652.0653 | 454453728.3697 | 465188796.8754 | 171856520.7119 | 182511624.996 | 187168936.7073 | 63520474.074 | 67458743.4666 | 69180148.314 | 198929899.8933 | 204191567.5631 | 208540473.585 | 274757.3861 | 291792.344 | 299238.2692 | 1 | 1.0457 | 1.0704 | 1 | 1.062 | 1.0891 | 1 | 1.062 | 1.0891 | 1 | 1.0264 | 1.0483 | 1 | 1.062 | 1.0891
2030 | PP012030.AUG | PP01 | Aug - 2030 | 434372071.4817 | 454103594.4763 | 464859382.5321 | 163408205.6061 | 173539514.3537 | 177967876.7256 | 61483470.2112 | 65295445.3643 | 66961647.407 | 209205598.7917 | 214976800.4796 | 219630577.1255 | 274796.8726 | 291834.2787 | 299281.274 | 1 | 1.0454 | 1.0702 | 1 | 1.062 | 1.0891 | 1 | 1.062 | 1.0891 | 1 | 1.0276 | 1.0498 | 1 | 1.062 | 1.0891
2030 | PP012030.SEP | PP01 | Sep - 2030 | 382473413.9014 | 399237943.027 | 408603291.7787 | 129782835.6624 | 137829371.4735 | 141346486.3199 | 52771826.7442 | 56043680.0023 | 57473796.5071 | 199643915.0998 | 205073015.2997 | 209483684.6339 | 274836.395 | 291876.2515 | 299324.3178 | 1 | 1.0438 | 1.0683 | 1 | 1.062 | 1.0891 | 1 | 1.062 | 1.0891 | 1 | 1.0272 | 1.0493 | 1 | 1.062 | 1.0891
2030 | PP012030.OCT | PP01 | Oct - 2030 | 370919028.8432 | 386443607.9391 | 395382196.5524 | 116260933.4841 | 123469111.3601 | 126619782.6575 | 49766225.2586 | 52851731.2246 | 54200395.9291 | 204616994.1473 | 209830847.092 | 214262650.5651 | 274875.9533 | 291918.2624 | 299367.4007 | 1 | 1.0419 | 1.066 | 1 | 1.062 | 1.0891 | 1 | 1.062 | 1.0891 | 1 | 1.0255 | 1.0471 | 1 | 1.062 | 1.0891
2030 | PP012030.NOV | PP01 | Nov - 2030 | 376922689.3736 | 393427946.5432 | 402630218.9806 | 137590640.689 | 146121260.4117 | 149849966.7744 | 47137398.9083 | 50059917.6406 | 51337341.151 | 191919734.229 | 196954808.1796 | 201143500.5325 | 274915.5473 | 291960.3112 | 299410.5226 | 1 | 1.0438 | 1.0682 | 1 | 1.062 | 1.0891 | 1 | 1.062 | 1.0891 | 1 | 1.0262 | 1.0481 | 1 | 1.062 | 1.0891
2030 | PP012030.DEC | PP01 | Dec - 2030 | 433173467.2822 | 452789618.2132 | 463471186.9922 | 174984520.3356 | 185833560.5964 | 190575641.0974 | 56868118.3549 | 60393941.6929 | 61935067.7003 | 201045833.7849 | 206270071.4391 | 210660981.3503 | 274994.8069 | 292044.4849 | 299496.8442 | 1 | 1.0453 | 1.0699 | 1 | 1.062 | 1.0891 | 1 | 1.062 | 1.0891 | 1 | 1.026 | 1.0478 | 1 | 1.062 | 1.0891
2031 | PP012031.JAN | PP01 | Jan - 2031 | 449873795.4101 | 470884667.5895 | 482057245.6547 | 189920403.3802 | 201695468.3898 | 206842311.3214 | 63404921.9962 | 67336027.16 | 69054300.5461 | 196273435.5254 | 201561085.392 | 205861093.7043 | 275034.5082 | 292086.6477 | 299540.0829 | 1 | 1.0467 | 1.0715 | 1 | 1.062 | 1.0891 | 1 | 1.062 | 1.0891 | 1 | 1.0269 | 1.0488 | 1 | 1.062 | 1.0891
2031 | PP012031.FEB | PP01 | Feb - 2031 | 410223243.7076 | 428755244.155 | 438825321.9582 | 166768461.9393 | 177108106.5795 | 181627531.8981 | 56927733.0027 | 60457252.4489 | 61999994.0132 | 186251974.5204 | 190897756.2781 | 194898212.6863 | 275074.2453 | 292128.8485 | 299583.3605 | 1 | 1.0452 | 1.0697 | 1 | 1.062 | 1.0891 | 1 | 1.062 | 1.0891 | 1 | 1.0249 | 1.0464 | 1 | 1.062 | 1.0891
2031 | PP012031.MAR | PP01 | Mar - 2031 | 409900448.2709 | 428469572.5409 | 438548009.7335 | 161218141.4751 | 171213666.2466 | 175582677.8806 | 60186889.077 | 63918476.1998 | 65549540.8938 | 188220303.7007 | 193045259.0073 | 197116164.282 | 275114.0181 | 292171.0872 | 299626.6771 | 1 | 1.0453 | 1.0699 | 1 | 1.062 | 1.0891 | 1 | 1.062 | 1.0891 | 1 | 1.0256 | 1.0473 | 1 | 1.062 | 1.0891
2031 | PP012031.APR | PP01 | Apr - 2031 | 353746752.9962 | 369215158.52 | 377860333.9742 | 120619077.8958 | 128097460.7253 | 131366237.7363 | 48967650.1087 | 52003644.4155 | 53330667.7334 | 183884871.1652 | 188821840.0155 | 192863758.472 | 275153.8265 | 292213.3638 | 299670.0325 | 1 | 1.0437 | 1.0682 | 1 | 1.062 | 1.0891 | 1 | 1.062 | 1.0891 | 1 | 1.0268 | 1.0488 | 1 | 1.062 | 1.0891
2031 | PP012031.MAY | PP01 | May - 2031 | 376761530.7381 | 392473665.4139 | 401543981.9449 | 120018512.1521 | 127459659.9056 | 130712161.5849 | 48945972.587 | 51980622.8874 | 53307058.7445 | 207521852.3283 | 212741126.9427 | 217225048.1888 | 275193.6707 | 292255.6782 | 299713.4267 | 1 | 1.0417 | 1.0658 | 1 | 1.062 | 1.0891 | 1 | 1.062 | 1.0891 | 1 | 1.0252 | 1.0468 | 1 | 1.062 | 1.0891
2031 | PP012031.JUN | PP01 | Jun - 2031 | 395758519.4748 | 413105491.641 | 422783044.2398 | 141132668.6585 | 149882894.1153 | 153707589.4359 | 49290398.1407 | 52346402.8255 | 53682172.6151 | 205060219.1251 | 210583896.6697 | 215093525.3289 | 275233.5504 | 292298.0306 | 299756.8598 | 1 | 1.0438 | 1.0683 | 1 | 1.062 | 1.0891 | 1 | 1.062 | 1.0891 | 1 | 1.0269 | 1.0489 | 1 | 1.062 | 1.0891
2031 | PP012031.JUL | PP01 | Jul - 2031 | 436497739.644 | 456467829.6717 | 467251927.3667 | 173589572.6648 | 184352126.17 | 189056403.5892 | 63079263.0769 | 66990177.3877 | 68699625.417 | 199553630.4364 | 204833185.6933 | 209196098.0287 | 275273.4658 | 292340.4207 | 299800.3317 | 1 | 1.0458 | 1.0705 | 1 | 1.062 | 1.0891 | 1 | 1.062 | 1.0891 | 1 | 1.0265 | 1.0483 | 1 | 1.062 | 1.0891
2031 | PP012031.AUG | PP01 | Aug - 2031 | 436249331.8984 | 456077396.8829 | 466881231.8095 | 165056062.2523 | 175289538.112 | 179762557.399 | 61056408.1719 | 64841905.4785 | 66496534.14 | 209861548.0574 | 215653570.4437 | 220322296.4282 | 275313.4169 | 292382.8487 | 299843.8423 | 1 | 1.0455 | 1.0702 | 1 | 1.062 | 1.0891 | 1 | 1.062 | 1.0891 | 1 | 1.0276 | 1.0498 | 1 | 1.062 | 1.0891
2031 | PP012031.SEP | PP01 | Sep - 2031 | 384042117.4057 | 400884403.0262 | 410289607.5964 | 131091604.139 | 139219283.5956 | 142771866.0678 | 52405275.4765 | 55654402.556 | 57074585.5214 | 200269884.3868 | 205718291.5601 | 210143268.6155 | 275353.4035 | 292425.3145 | 299887.3917 | 1 | 1.0439 | 1.0683 | 1 | 1.062 | 1.0891 | 1 | 1.062 | 1.0891 | 1 | 1.0272 | 1.0493 | 1 | 1.062 | 1.0891
2031 | PP012031.OCT | PP01 | Oct - 2031 | 372387843.4915 | 387982779.9395 | 396958237.9941 | 117433343.1022 | 124714210.3746 | 127896653.9726 | 49420550.7939 | 52484624.9432 | 53823921.8697 | 205258556.1696 | 210491476.8037 | 214937731.1719 | 275393.4257 | 292467.818 | 299930.9799 | 1 | 1.0419 | 1.066 | 1 | 1.062 | 1.0891 | 1 | 1.062 | 1.0891 | 1 | 1.0255 | 1.0472 | 1 | 1.062 | 1.0891
2031 | PP012031.NOV | PP01 | Nov - 2031 | 378585047.9391 | 395174199.3095 | 404418874.6939 | 138978145.3794 | 147594790.3929 | 151361098.1327 | 46809984.1798 | 49712203.199 | 50980753.7702 | 192521484.8966 | 197574695.3583 | 201777048.1843 | 275433.4834 | 292510.3594 | 299974.6068 | 1 | 1.0438 | 1.0682 | 1 | 1.062 | 1.0891 | 1 | 1.062 | 1.0891 | 1 | 1.0262 | 1.0481 | 1 | 1.062 | 1.0891
2031 | PP012031.DEC | PP01 | Dec - 2031 | 435173942.7079 | 454893297.9589 | 465626102.7556 | 176749115.9613 | 187707561.1509 | 192497462.1934 | 56473114.3886 | 59974447.4807 | 61504868.8806 | 201676198.6881 | 206918693.8099 | 211323709.7436 | 275513.6699 | 292595.5174 | 300061.9379 | 1 | 1.0453 | 1.07 | 1 | 1.062 | 1.0891 | 1 | 1.062 | 1.0891 | 1 | 1.026 | 1.0478 | 1 | 1.062 | 1.0891
2032 | PP012032.JAN | PP01 | Jan - 2032 | 465980442.8653 | 487717325.7678 | 499286093.1671 | 200161332.0894 | 212571334.6789 | 217995706.7786 | 61464156.3318 | 65274934.0244 | 66940612.661 | 204079400.6099 | 209578418.8925 | 214049668.0467 | 275553.8342 | 292638.1719 | 300105.6808 | 1 | 1.0466 | 1.0715 | 1 | 1.062 | 1.0891 | 1 | 1.062 | 1.0891 | 1 | 1.0269 | 1.0489 | 1 | 1.062 | 1.0891
2032 | PP012032.FEB | PP01 | Feb - 2032 | 435290744.0862 | 455923917.7905 | 466756317.4131 | 193002653.1131 | 204968817.6061 | 210199189.5055 | 70494319.2961 | 74864967.0924 | 76775363.1453 | 171518177.6431 | 175797452.2279 | 179481615.2999 | 275594.034 | 292680.8641 | 300149.4624 | 1 | 1.0474 | 1.0723 | 1 | 1.062 | 1.0891 | 1 | 1.062 | 1.0891 | 1 | 1.0249 | 1.0464 | 1 | 1.062 | 1.0891
2032 | PP012032.MAR | PP01 | Mar - 2032 | 422382784.6227 | 439979092.3822 | 450133013.44 | 132618785.5768 | 140841150.2825 | 144435119.3717 | 53183109.8182 | 56480462.6269 | 57921724.903 | 236305254.9585 | 242364755.8789 | 247475975.8828 | 275634.2692 | 292723.5939 | 300193.2826 | 1 | 1.0417 | 1.0657 | 1 | 1.062 | 1.0891 | 1 | 1.062 | 1.0891 | 1 | 1.0256 | 1.0473 | 1 | 1.062 | 1.0891
2032 | PP012032.APR | PP01 | Apr - 2032 | 361738375.4568 | 377745815.9299 | 386613893.06 | 131280180.4869 | 139419551.6771 | 142977244.5683 | 47536722.2714 | 50483999.0522 | 51772244.2258 | 182645798.1587 | 187549498.8393 | 191564167.1246 | 275674.5398 | 292766.3613 | 300237.1413 | 1 | 1.0443 | 1.0688 | 1 | 1.062 | 1.0891 | 1 | 1.062 | 1.0891 | 1 | 1.0268 | 1.0488 | 1 | 1.062 | 1.0891
2032 | PP012032.MAY | PP01 | May - 2032 | 371253841.9788 | 387057053.0099 | 396042752.2496 | 126674468.7606 | 134528285.8237 | 137961163.9272 | 48459531.8071 | 51464022.7791 | 52777276.0911 | 195844126.5653 | 200771935.2407 | 205004031.1927 | 275714.8459 | 292809.1663 | 300281.0387 | 1 | 1.0426 | 1.0668 | 1 | 1.062 | 1.0891 | 1 | 1.062 | 1.0891 | 1 | 1.0252 | 1.0468 | 1 | 1.062 | 1.0891
2032 | PP012032.JUN | PP01 | Jun - 2032 | 397054140.1569 | 414537023.7347 | 424257720.3052 | 143826403.9851 | 152743641.0321 | 156641336.5801 | 49477015.8582 | 52544590.8414 | 53885417.9712 | 203474965.1262 | 208955939.8522 | 213430640.7793 | 275755.1874 | 292852.009 | 300324.9746 | 1 | 1.044 | 1.0685 | 1 | 1.062 | 1.0891 | 1 | 1.062 | 1.0891 | 1 | 1.0269 | 1.0489 | 1 | 1.062 | 1.0891
2032 | PP012032.JUL | PP01 | Jul - 2032 | 423815263.0216 | 443056105.7317 | 453504870.8457 | 167436449.4981 | 177817509.3669 | 182355037.1483 | 58153295.2715 | 61758799.5784 | 63334753.8802 | 197949722.6878 | 203186901.8972 | 207514710.8682 | 275795.5642 | 292894.8892 | 300368.949 | 1 | 1.0454 | 1.0701 | 1 | 1.062 | 1.0891 | 1 | 1.062 | 1.0891 | 1 | 1.0265 | 1.0483 | 1 | 1.062 | 1.0891
2032 | PP012032.AUG | PP01 | Aug - 2032 | 425780395.4675 | 444907287.7525 | 455420151.7122 | 156812908.8311 | 166535309.1786 | 170784939.0079 | 57348426.2632 | 60904028.6915 | 62458171.0433 | 211343224.3968 | 217175012.0754 | 221876628.6991 | 275835.9764 | 292937.807 | 300412.9619 | 1 | 1.0449 | 1.0696 | 1 | 1.062 | 1.0891 | 1 | 1.062 | 1.0891 | 1 | 1.0276 | 1.0498 | 1 | 1.062 | 1.0891
2032 | PP012032.SEP | PP01 | Sep - 2032 | 377116420.9595 | 393735322.7076 | 402982362.944 | 130004335.3554 | 138064604.1474 | 141587721.6355 | 52504142.2902 | 55759399.1122 | 57182261.3683 | 194332066.89 | 199618338.6858 | 203911922.9268 | 275876.424 | 292980.7622 | 300457.0133 | 1 | 1.0441 | 1.0686 | 1 | 1.062 | 1.0891 | 1 | 1.062 | 1.0891 | 1 | 1.0272 | 1.0493 | 1 | 1.062 | 1.0891
2032 | PP012032.OCT | PP01 | Oct - 2032 | 364749081.5113 | 380198205.7323 | 389015688.1336 | 118706884.4994 | 126066711.3383 | 129283667.9082 | 49472932.7832 | 52540254.6157 | 53880971.0942 | 196293347.3219 | 201298216.0233 | 205550548.0279 | 275916.9068 | 293023.755 | 300501.1032 | 1 | 1.0424 | 1.0665 | 1 | 1.062 | 1.0891 | 1 | 1.062 | 1.0891 | 1 | 1.0255 | 1.0472 | 1 | 1.062 | 1.0891
2032 | PP012032.NOV | PP01 | Nov - 2032 | 382721419.6529 | 399590228.9334 | 408950306.3002 | 140775356.8558 | 149503428.9809 | 153318441.1517 | 49828577.8671 | 52917949.6948 | 54268304.155 | 191841527.505 | 196875783.4724 | 201063015.7619 | 275957.425 | 293066.7853 | 300545.2316 | 1 | 1.0441 | 1.0685 | 1 | 1.062 | 1.0891 | 1 | 1.062 | 1.0891 | 1 | 1.0262 | 1.0481 | 1 | 1.062 | 1.0891
2032 | PP012032.DEC | PP01 | Dec - 2032 | 443187044.7592 | 463580382.1335 | 474556201.5725 | 186393657.9484 | 197950064.7413 | 203001332.8717 | 59765273.142 | 63470720.0768 | 65090358.979 | 196752075.1369 | 201866444.3946 | 206163876.1568 | 276038.5319 | 293152.9209 | 300633.5651 | 1 | 1.046 | 1.0708 | 1 | 1.062 | 1.0891 | 1 | 1.062 | 1.0891 | 1 | 1.026 | 1.0478 | 1 | 1.062 | 1.0891
2033 | PP012033.JAN | PP01 | Jan - 2033 | 454843054.8458 | 476122024.1409 | 487423443.1502 | 194103123.7167 | 206137517.3872 | 211397712.0399 | 63011821.1887 | 66918554.1024 | 68626174.4566 | 197452030.7845 | 202772756.5877 | 207098878.845 | 276079.1559 | 293196.0635 | 300677.8087 | 1 | 1.0468 | 1.0716 | 1 | 1.062 | 1.0891 | 1 | 1.062 | 1.0891 | 1 | 1.0269 | 1.0489 | 1 | 1.062 | 1.0891
2033 | PP012033.FEB | PP01 | Feb - 2033 | 414662596.3384 | 433430822.7766 | 443615452.5189 | 170441294.4777 | 181008654.7353 | 185627613.8156 | 56574789.7751 | 60082426.7412 | 61615603.5441 | 187370392.2705 | 192046502.0565 | 196071513.0685 | 276119.8151 | 293239.2436 | 300722.0906 | 1 | 1.0453 | 1.0698 | 1 | 1.062 | 1.0891 | 1 | 1.062 | 1.0891 | 1 | 1.025 | 1.0464 | 1 | 1.062 | 1.0891
2033 | PP012033.MAR | PP01 | Mar - 2033 | 414209177.3772 | 433006497.3601 | 443195998.5388 | 164768736.2873 | 174984397.9371 | 179449630.6905 | 59813739.5809 | 63522191.4349 | 65143143.7775 | 189350540.9996 | 194206625.527 | 198302457.66 | 276160.5095 | 293282.4611 | 300766.4109 | 1 | 1.0454 | 1.07 | 1 | 1.062 | 1.0891 | 1 | 1.062 | 1.0891 | 1 | 1.0256 | 1.0473 | 1 | 1.062 | 1.0891
2033 | PP012033.APR | PP01 | Apr - 2033 | 357204871.6471 | 372849486.6581 | 381582866.4681 | 123275537.4499 | 130918620.7718 | 134259387.8367 | 48664058.1762 | 51681229.7832 | 53000025.7597 | 184989074.7819 | 189956310.3872 | 194022642.1022 | 276201.2391 | 293325.7159 | 300810.7695 | 1 | 1.0438 | 1.0682 | 1 | 1.062 | 1.0891 | 1 | 1.062 | 1.0891 | 1 | 1.0269 | 1.0488 | 1 | 1.062 | 1.0891
2033 | PP012033.MAY | PP01 | May - 2033 | 380348494.9748 | 396238306.2434 | 405399248.645 | 122661745.1203 | 130266773.3177 | 133590906.6105 | 48642515.0518 | 51658350.9851 | 52976563.143 | 208767992.7989 | 214019812.9325 | 218530923.7252 | 276242.0039 | 293369.0081 | 300855.1664 | 1 | 1.0418 | 1.0659 | 1 | 1.062 | 1.0891 | 1 | 1.062 | 1.0891 | 1 | 1.0252 | 1.0468 | 1 | 1.062 | 1.0891
2033 | PP012033.JUN | PP01 | Jun - 2033 | 399793576.0259 | 417347569.1301 | 427128120.7356 | 144240910.1788 | 153183846.6099 | 157092775.2757 | 48984805.2199 | 52021863.1435 | 53349351.365 | 206291577.8235 | 211848447.0391 | 216385094.4933 | 276282.8038 | 293412.3376 | 300899.6016 | 1 | 1.0439 | 1.0684 | 1 | 1.062 | 1.0891 | 1 | 1.062 | 1.0891 | 1 | 1.0269 | 1.0489 | 1 | 1.062 | 1.0891
2033 | PP012033.JUL | PP01 | Jul - 2033 | 441129057.9976 | 461343252.1078 | 472246446.8317 | 177412630.2345 | 188412213.3091 | 193220095.5884 | 62688181.3048 | 66574848.5457 | 68273698.2591 | 200751922.8194 | 206062734.5486 | 210451708.9092 | 276323.6388 | 293455.7045 | 300944.0751 | 1 | 1.0458 | 1.0705 | 1 | 1.062 | 1.0891 | 1 | 1.062 | 1.0891 | 1 | 1.0265 | 1.0483 | 1 | 1.062 | 1.0891
2033 | PP012033.AUG | PP01 | Aug - 2033 | 440767152.0628 | 460830680.4884 | 471750688.3375 | 168691181.6811 | 179150034.9453 | 183721565.9688 | 60677867.7905 | 64439895.5935 | 66084265.8106 | 211121738.0823 | 216947250.841 | 221643867.9712 | 276364.509 | 293499.1086 | 300988.5868 | 1 | 1.0455 | 1.0703 | 1 | 1.062 | 1.0891 | 1 | 1.062 | 1.0891 | 1 | 1.0276 | 1.0498 | 1 | 1.062 | 1.0891
2033 | PP012033.SEP | PP01 | Sep - 2033 | 387807959.8189 | 404840911.8568 | 414341923.5481 | 133978705.8343 | 142285385.596 | 145916208.5241 | 52080370.7931 | 55309353.7822 | 56720731.8307 | 201472477.7772 | 206952629.9285 | 211403950.0566 | 276405.4143 | 293542.55 | 301033.1367 | 1 | 1.0439 | 1.0684 | 1 | 1.062 | 1.0891 | 1 | 1.062 | 1.0891 | 1 | 1.0272 | 1.0493 | 1 | 1.062 | 1.0891
2033 | PP012033.OCT | PP01 | Oct - 2033 | 375901344.6425 | 391668389.4074 | 400732272.1465 | 120019641.4864 | 127460859.2585 | 130713391.5428 | 49114150.9465 | 52159228.3052 | 53490221.7959 | 206491105.8549 | 211754715.8151 | 216227581.083 | 276446.3546 | 293586.0286 | 301077.7248 | 1 | 1.0419 | 1.0661 | 1 | 1.062 | 1.0891 | 1 | 1.062 | 1.0891 | 1 | 1.0255 | 1.0472 | 1 | 1.062 | 1.0891
2033 | PP012033.NOV | PP01 | Nov - 2033 | 382512743.6404 | 399302919.161 | 408647669.7481 | 142038936.6617 | 150845350.7347 | 154694605.9183 | 46519769.4457 | 49403995.1513 | 50664680.9033 | 193677550.203 | 198759943.7305 | 202987260.5755 | 276487.33 | 293629.5445 | 301122.3511 | 1 | 1.0439 | 1.0683 | 1 | 1.062 | 1.0891 | 1 | 1.062 | 1.0891 | 1 | 1.0262 | 1.0481 | 1 | 1.062 | 1.0891
2033 | PP012033.DEC | PP01 | Dec - 2033 | 439928553.7536 | 459898418.2658 | 470753581.0393 | 180641757.8714 | 191841546.8594 | 196736938.4978 | 56122989.7268 | 59602615.0899 | 61123548.1115 | 202887236.8045 | 208160539.6658 | 212591882.75 | 276569.3509 | 293716.6507 | 301211.6801 | 1 | 1.0454 | 1.0701 | 1 | 1.062 | 1.0891 | 1 | 1.062 | 1.0891 | 1 | 1.026 | 1.0478 | 1 | 1.062 | 1.0891
2034 | PP012034.JAN | PP01 | Jan - 2034 | 457683350.6063 | 479120317.0235 | 490495984.6428 | 196377866.2299 | 208553293.9362 | 213875134.111 | 63075795.7055 | 66986495.0393 | 68695849.1029 | 197953078.2395 | 203286767.7699 | 207623745.0081 | 276610.4314 | 293760.2781 | 301256.4208 | 1 | 1.0468 | 1.0717 | 1 | 1.062 | 1.0891 | 1 | 1.062 | 1.0891 | 1 | 1.0269 | 1.0489 | 1 | 1.062 | 1.0891
2034 | PP012034.FEB | PP01 | Feb - 2034 | 417193475.5319 | 436099745.8478 | 446349997.1889 | 172438738.1619 | 183129939.9279 | 187803029.7321 | 56632228.9154 | 60143427.1082 | 61678160.5118 | 187845856.9078 | 192532574.8689 | 196567505.7453 | 276651.5469 | 293803.9428 | 301301.1997 | 1 | 1.0453 | 1.0699 | 1 | 1.062 | 1.0891 | 1 | 1.062 | 1.0891 | 1 | 1.0249 | 1.0464 | 1 | 1.062 | 1.0891
2034 | PP012034.MAR | PP01 | Mar - 2034 | 416681892.106 | 435614121.916 | 445867767.9336 | 166699701.8591 | 177035083.3743 | 181552645.2947 | 59874467.1557 | 63586684.1194 | 65209282.1793 | 189831030.3939 | 194698506.7778 | 198804494.443 | 276692.6973 | 293847.6445 | 301346.0166 | 1 | 1.0454 | 1.07 | 1 | 1.062 | 1.0891 | 1 | 1.062 | 1.0891 | 1 | 1.0256 | 1.0473 | 1 | 1.062 | 1.0891
2034 | PP012034.APR | PP01 | Apr - 2034 | 359168930.2397 | 374918401.9385 | 383702505.1179 | 124720233.9623 | 132452888.4679 | 135832806.8083 | 48713465.7246 | 51733700.5996 | 53053835.5207 | 185458496.6701 | 190437921.4875 | 194514471.9172 | 276733.8827 | 293891.3834 | 301390.8716 | 1 | 1.0438 | 1.0683 | 1 | 1.062 | 1.0891 | 1 | 1.062 | 1.0891 | 1 | 1.0268 | 1.0488 | 1 | 1.062 | 1.0891
2034 | PP012034.MAY | PP01 | May - 2034 | 382365679.5279 | 398361028.5862 | 407573727.1198 | 124099248.4485 | 131793401.8523 | 135156491.4853 | 48691900.728 | 51710798.5731 | 53030349.0829 | 209297755.2484 | 214562893.0013 | 219085450.7869 | 276775.103 | 293935.1594 | 301435.7647 | 1 | 1.0418 | 1.0659 | 1 | 1.062 | 1.0891 | 1 | 1.062 | 1.0891 | 1 | 1.0252 | 1.0468 | 1 | 1.062 | 1.0891
2034 | PP012034.JUN | PP01 | Jun - 2034 | 402057716.0612 | 419733715.5501 | 429572969.7282 | 145931305.0794 | 154979045.9943 | 158933784.362 | 49034538.4157 | 52074679.7975 | 53403515.7885 | 206815056.2079 | 212386010.7859 | 216934188.8819 | 276816.3582 | 293978.9724 | 301480.6958 | 1 | 1.044 | 1.0684 | 1 | 1.062 | 1.0891 | 1 | 1.062 | 1.0891 | 1 | 1.0269 | 1.0489 | 1 | 1.062 | 1.0891
2034 | PP012034.JUL | PP01 | Jul - 2034 | 443781801.5786 | 464142676.389 | 475115171.4138 | 179491772.7266 | 190620262.6357 | 195484489.6766 | 62751827.2371 | 66642440.5258 | 68343015.044 | 201261343.9665 | 206585950.405 | 210986141.0284 | 276857.6484 | 294022.8226 | 301525.6648 | 1 | 1.0459 | 1.0706 | 1 | 1.062 | 1.0891 | 1 | 1.062 | 1.0891 | 1 | 1.0265 | 1.0483 | 1 | 1.062 | 1.0891
2034 | PP012034.AUG | PP01 | Aug - 2034 | 443341960.3441 | 463547179.4272 | 474534436.3512 | 170668115.3606 | 181249538.5129 | 185874644.4392 | 60739472.6957 | 64505320.0028 | 66151359.7129 | 211657473.3145 | 217498254.2018 | 222206861.5273 | 276898.9733 | 294066.7097 | 301570.6719 | 1 | 1.0456 | 1.0704 | 1 | 1.062 | 1.0891 | 1 | 1.062 | 1.0891 | 1 | 1.0276 | 1.0498 | 1 | 1.062 | 1.0891
2034 | PP012034.SEP | PP01 | Sep - 2034 | 389942749.9856 | 407090711.191 | 416647100.9196 | 135548835.4241 | 143952863.2204 | 147626236.6604 | 52133246.8486 | 55365508.1532 | 56778319.1428 | 201983727.3797 | 207478229.1835 | 211940929.3995 | 276940.3332 | 294110.6339 | 301615.7169 | 1 | 1.044 | 1.0685 | 1 | 1.062 | 1.0891 | 1 | 1.062 | 1.0891 | 1 | 1.0272 | 1.0493 | 1 | 1.062 | 1.0891
2034 | PP012034.OCT | PP01 | Oct - 2034 | 377882269.0955 | 393753670.3645 | 402868543.6001 | 121426181.3487 | 128954604.5923 | 132245254.1068 | 49164015.4642 | 52212184.423 | 53544529.2421 | 207015090.5547 | 212292726.7542 | 216777099.4514 | 276981.7279 | 294154.595 | 301660.7998 | 1 | 1.042 | 1.0661 | 1 | 1.062 | 1.0891 | 1 | 1.062 | 1.0891 | 1 | 1.0255 | 1.0472 | 1 | 1.062 | 1.0891
2034 | PP012034.NOV | PP01 | Nov - 2034 | 384716568.8588 | 401626209.4675 | 411028178.836 | 143703526.0901 | 152613144.7077 | 156507510.2647 | 46566999.9449 | 49454153.9415 | 50716119.64 | 194169019.6664 | 199264712.2252 | 203502843.0107 | 277023.1574 | 294198.5932 | 301705.9207 | 1 | 1.044 | 1.0684 | 1 | 1.062 | 1.0891 | 1 | 1.062 | 1.0891 | 1 | 1.0262 | 1.0481 | 1 | 1.062 | 1.0891
2034 | PP012034.DEC | PP01 | Dec - 2034 | 442617896.01 | 462736367.5105 | 473661776.4439 | 182758743.3089 | 194089785.3941 | 199042547.3378 | 56179970.1645 | 59663128.3146 | 61185605.5061 | 203402076.4506 | 208689167.1384 | 213131827.3617 | 277106.086 | 294286.6634 | 301796.2383 | 1 | 1.0455 | 1.0701 | 1 | 1.062 | 1.0891 | 1 | 1.062 | 1.0891 | 1 | 1.026 | 1.0478 | 1 | 1.062 | 1.0891
2024 | TE012024.JAN | TE01 | Jan - 2024 | 1074041212.1423 | 1107673148.8341 | 1133129030.978 | 290951908.75 | 310445686.6363 | 318330483.3634 | 169579754.5874 | 180941598.1447 | 185537209.494 | 611059892.0762 | 613672080.3235 | 626581168.6937 | 2449656.7287 | 2613783.7295 | 2680169.4269 | 1 | 1.0313 | 1.055 | 1 | 1.067 | 1.0941 | 1 | 1.067 | 1.0941 | 1 | 1.0043 | 1.0254 | 1 | 1.067 | 1.0941
2024 | TE012024.FEB | TE01 | Feb - 2024 | 874206508.4535 | 901702284.3627 | 922436740.5785 | 226997607.9356 | 242206447.6673 | 248358082.8423 | 148811866.7292 | 158782261.8001 | 162815063.3884 | 495911057.3913 | 498061038.0794 | 508543687.5714 | 2485976.3973 | 2652536.8159 | 2719906.7763 | 1 | 1.0315 | 1.0552 | 1 | 1.067 | 1.0941 | 1 | 1.067 | 1.0941 | 1 | 1.0043 | 1.0255 | 1 | 1.067 | 1.0941
2024 | TE012024.MAR | TE01 | Mar - 2024 | 944084437.4289 | 965600177.3029 | 987209998.3877 | 158938017.8453 | 169586865.0409 | 173894085.3245 | 116966460.9509 | 124803213.8346 | 127973004.9264 | 665718070.3605 | 668583263.6409 | 682649356.1781 | 2461888.2722 | 2626834.7865 | 2693551.9587 | 1 | 1.0228 | 1.0457 | 1 | 1.067 | 1.0941 | 1 | 1.067 | 1.0941 | 1 | 1.0043 | 1.0254 | 1 | 1.067 | 1.0941
2024 | TE012024.APR | TE01 | Apr - 2024 | 814695228.0071 | 837776302.3656 | 856857977.3527 | 182852812.1504 | 195103950.5645 | 200059261.7738 | 126863775.5055 | 135363648.4644 | 138801656.7806 | 502526773.7253 | 504692561.6469 | 515314471.5229 | 2451866.6259 | 2616141.6898 | 2682587.2754 | 1 | 1.0283 | 1.0518 | 1 | 1.067 | 1.0941 | 1 | 1.067 | 1.0941 | 1 | 1.0043 | 1.0254 | 1 | 1.067 | 1.0941
2024 | TE012024.MAY | TE01 | May - 2024 | 840377125.9432 | 863134199.3012 | 882741160.5116 | 170817015.3613 | 182261755.3905 | 186890896.5068 | 129260648.2773 | 137921111.7119 | 141424075.2802 | 537847792.7779 | 540335400.8139 | 551743817.0955 | 2451669.5267 | 2615931.385 | 2682371.6292 | 1 | 1.0271 | 1.0504 | 1 | 1.067 | 1.0941 | 1 | 1.067 | 1.0941 | 1 | 1.0046 | 1.0258 | 1 | 1.067 | 1.0941
2024 | TE012024.JUN | TE01 | Jun - 2024 | 964149289.6305 | 991028084.4859 | 1013563041.179 | 210902082.9044 | 225032522.459 | 230747968.9057 | 148740692.8138 | 158706319.2324 | 162737192.0076 | 602052464.8742 | 604670772.471 | 617392905.2132 | 2454049.038 | 2618470.3235 | 2684975.0525 | 1 | 1.0279 | 1.0513 | 1 | 1.067 | 1.0941 | 1 | 1.067 | 1.0941 | 1 | 1.0043 | 1.0255 | 1 | 1.067 | 1.0941
2024 | TE012024.JUL | TE01 | Jul - 2024 | 1077283263.6406 | 1111014235.8428 | 1136598096.282 | 280361976.3612 | 299146228.7774 | 306744038.3368 | 175109145.2829 | 186841458.0169 | 191586915.8541 | 619365175.0037 | 622415635.2673 | 635589915.5045 | 2446966.9927 | 2610913.7812 | 2677226.5867 | 1 | 1.0313 | 1.0551 | 1 | 1.067 | 1.0941 | 1 | 1.067 | 1.0941 | 1 | 1.0049 | 1.0262 | 1 | 1.067 | 1.0941
2024 | TE012024.AUG | TE01 | Aug - 2024 | 1076386208.8292 | 1106741018.2397 | 1131974933.3326 | 239282994.4794 | 255314955.1095 | 261799524.2599 | 163051413.2474 | 173975857.935 | 178394551.234 | 671610324.479 | 674845149.6381 | 689109638.265 | 2441476.6234 | 2605055.5572 | 2671219.5737 | 1 | 1.0282 | 1.0516 | 1 | 1.067 | 1.0941 | 1 | 1.067 | 1.0941 | 1 | 1.0048 | 1.0261 | 1 | 1.067 | 1.0941
2024 | TE012024.SEP | TE01 | Sep - 2024 | 937797239.5755 | 962404336.2664 | 984215671.3564 | 183924913.6175 | 196247882.8299 | 201232247.9889 | 137262907.3197 | 146459522.1101 | 150179346.8985 | 614166229.5537 | 617090048.5731 | 630130983.2915 | 2443189.0846 | 2606882.7532 | 2673093.1774 | 1 | 1.0262 | 1.0495 | 1 | 1.067 | 1.0941 | 1 | 1.067 | 1.0941 | 1 | 1.0048 | 1.026 | 1 | 1.067 | 1.0941
2024 | TE012024.OCT | TE01 | Oct - 2024 | 930688995.7807 | 954058435.5744 | 975580845.173 | 164517708.4045 | 175540394.8676 | 179998824.7653 | 140322625.0403 | 149724240.918 | 153526984.0566 | 623398680.5666 | 626179669.2409 | 639374511.2973 | 2449981.7693 | 2614130.5478 | 2680525.0538 | 1 | 1.0251 | 1.0482 | 1 | 1.067 | 1.0941 | 1 | 1.067 | 1.0941 | 1 | 1.0045 | 1.0256 | 1 | 1.067 | 1.0941
2024 | TE012024.NOV | TE01 | Nov - 2024 | 914146192.146 | 938905924.83 | 960205680.5726 | 192744938.4587 | 205658849.3354 | 210882237.1676 | 136407096.0098 | 145546371.4425 | 149243003.7444 | 582544790.3544 | 585087229.1184 | 597400586.8724 | 2449367.323 | 2613474.9337 | 2679852.7881 | 1 | 1.0271 | 1.0504 | 1 | 1.067 | 1.0941 | 1 | 1.067 | 1.0941 | 1 | 1.0044 | 1.0255 | 1 | 1.067 | 1.0941
2024 | TE012024.DEC | TE01 | Dec - 2024 | 1000373251.171 | 1029972959.8724 | 1053525048.1735 | 250423307.7318 | 267201669.3498 | 273988140.9893 | 149480504.2356 | 159495698.0194 | 163546619.6841 | 598005864.8371 | 600646958.6542 | 613294890.7856 | 2463574.3665 | 2628633.849 | 2695396.7144 | 1 | 1.0296 | 1.0531 | 1 | 1.067 | 1.0941 | 1 | 1.067 | 1.0941 | 1 | 1.0044 | 1.0256 | 1 | 1.067 | 1.0941
2025 | TE012025.JAN | TE01 | Jan - 2025 | 1025002333.6268 | 1055364829.1207 | 1079496651.1118 | 262020880.5437 | 279576279.5401 | 286677045.4028 | 149405532.1595 | 159415702.8142 | 163464592.7357 | 611114171.0162 | 613746159.6152 | 626661612.3995 | 2461749.9075 | 2626687.1513 | 2693400.5738 | 1 | 1.0296 | 1.0532 | 1 | 1.067 | 1.0941 | 1 | 1.067 | 1.0941 | 1 | 1.0043 | 1.0254 | 1 | 1.067 | 1.0941
2025 | TE012025.FEB | TE01 | Feb - 2025 | 924122840.6703 | 950514404.0144 | 972183890.2236 | 218997951.8982 | 233670814.6754 | 239605659.1719 | 135267510.8336 | 144330434.0594 | 147996183.603 | 567380383.3274 | 569870202.0296 | 581871967.6448 | 2476994.6111 | 2642953.25 | 2710079.804 | 1 | 1.0286 | 1.052 | 1 | 1.067 | 1.0941 | 1 | 1.067 | 1.0941 | 1 | 1.0044 | 1.0255 | 1 | 1.067 | 1.0941
2025 | TE012025.MAR | TE01 | Mar - 2025 | 965013487.2793 | 991076331.617 | 1013553242.3137 | 212238871.5394 | 226458875.9325 | 232210549.3513 | 134496386.3857 | 143507644.2736 | 147152496.3446 | 615815548.6238 | 618482131.0715 | 631495777.6306 | 2462680.7305 | 2627680.3394 | 2694418.9872 | 1 | 1.027 | 1.0503 | 1 | 1.067 | 1.0941 | 1 | 1.067 | 1.0941 | 1 | 1.0043 | 1.0255 | 1 | 1.067 | 1.0941
2025 | TE012025.APR | TE01 | Apr - 2025 | 857939876.285 | 880834898.8666 | 900799517.3281 | 176527686.6568 | 188355041.6628 | 193138941.9712 | 126717188.3926 | 135207240.0149 | 138641275.8203 | 552241999.1121 | 554655263.923 | 566335469.9131 | 2453002.1235 | 2617353.2658 | 2683829.6234 | 1 | 1.0267 | 1.05 | 1 | 1.067 | 1.0941 | 1 | 1.067 | 1.0941 | 1 | 1.0044 | 1.0255 | 1 | 1.067 | 1.0941
2025 | TE012025.MAY | TE01 | May - 2025 | 903173203.2987 | 926477451.3068 | 947465935.4804 | 163621947.2011 | 174584617.6636 | 179018772.4327 | 138112245.5891 | 147365766.0436 | 151108607.899 | 598984645.993 | 601908260.6616 | 614653234.9321 | 2454364.5156 | 2618806.9381 | 2685320.2165 | 1 | 1.0258 | 1.049 | 1 | 1.067 | 1.0941 | 1 | 1.067 | 1.0941 | 1 | 1.0049 | 1.0262 | 1 | 1.067 | 1.0941
2025 | TE012025.JUN | TE01 | Jun - 2025 | 962796013.7945 | 989664525.728 | 1012154879.9888 | 211638802.7289 | 225818602.5117 | 231554014.0656 | 149487606.1677 | 159503275.781 | 163554389.9081 | 599218134.8182 | 601726928.8603 | 614364322.6008 | 2451470.0797 | 2615718.575 | 2682153.4142 | 1 | 1.0279 | 1.0513 | 1 | 1.067 | 1.0941 | 1 | 1.067 | 1.0941 | 1 | 1.0042 | 1.0253 | 1 | 1.067 | 1.0941
2025 | TE012025.JUL | TE01 | Jul - 2025 | 1074087629.2663 | 1106989627.6194 | 1132428957.1362 | 272045992.758 | 290273074.2728 | 297645520.6765 | 170281468.9334 | 181690327.3519 | 186304955.16 | 629310290.0358 | 632412206.6605 | 645798070.2841 | 2449877.5392 | 2614019.3343 | 2680411.0156 | 1 | 1.0306 | 1.0543 | 1 | 1.067 | 1.0941 | 1 | 1.067 | 1.0941 | 1 | 1.0049 | 1.0262 | 1 | 1.067 | 1.0941
2025 | TE012025.AUG | TE01 | Aug - 2025 | 1067810065.4931 | 1098349083.4594 | 1123415215.5556 | 246608145.5388 | 263130891.2899 | 269813972.034 | 159900823.7309 | 170614178.9209 | 174947491.244 | 658857504.9982 | 661996701.4113 | 675980219.1181 | 2443591.2252 | 2607311.8373 | 2673533.1595 | 1 | 1.0286 | 1.0521 | 1 | 1.067 | 1.0941 | 1 | 1.067 | 1.0941 | 1 | 1.0048 | 1.026 | 1 | 1.067 | 1.0941
2025 | TE012025.SEP | TE01 | Sep - 2025 | 944131152.3597 | 968974687.0165 | 990934788.5422 | 184782307.0633 | 197162721.6366 | 202170322.158 | 139971716.6816 | 149349821.6993 | 153143055.2214 | 616932325.3025 | 619853538.5464 | 632946551.8589 | 2444803.3123 | 2608605.1342 | 2674859.3039 | 1 | 1.0263 | 1.0496 | 1 | 1.067 | 1.0941 | 1 | 1.067 | 1.0941 | 1 | 1.0047 | 1.026 | 1 | 1.067 | 1.0941
2025 | TE012025.OCT | TE01 | Oct - 2025 | 902676813.4795 | 924853929.1248 | 945678270.9457 | 155977027.9411 | 166427488.8132 | 170654466.2704 | 132196214.6213 | 141053361.001 | 144635878.4172 | 612051435.5226 | 614756650.8448 | 627705044.923 | 2452135.3944 | 2616428.4659 | 2682881.3351 | 1 | 1.0246 | 1.0476 | 1 | 1.067 | 1.0941 | 1 | 1.067 | 1.0941 | 1 | 1.0044 | 1.0256 | 1 | 1.067 | 1.0941
2025 | TE012025.NOV | TE01 | Nov - 2025 | 928770280.8872 | 954741403.4662 | 976461455.3951 | 204957115.2441 | 218689241.9654 | 224243579.7885 | 142188239.9032 | 151714851.9767 | 155568153.2781 | 579173145.9575 | 581721260.4962 | 593967230.0685 | 2451779.7825 | 2616049.0279 | 2682492.26 | 1 | 1.028 | 1.0513 | 1 | 1.067 | 1.0941 | 1 | 1.067 | 1.0941 | 1 | 1.0044 | 1.0255 | 1 | 1.067 | 1.0941
2025 | TE012025.DEC | TE01 | Dec - 2025 | 961375198.7322 | 990201625.9164 | 1012872688.7767 | 250326830.8867 | 267098728.5561 | 273882585.6731 | 139829277.6014 | 149197839.2007 | 152987212.6237 | 568753735.2929 | 571274524.4266 | 583305545.6278 | 2465354.9512 | 2630533.733 | 2697344.8522 | 1 | 1.03 | 1.0536 | 1 | 1.067 | 1.0941 | 1 | 1.067 | 1.0941 | 1 | 1.0044 | 1.0256 | 1 | 1.067 | 1.0941
2026 | TE012026.JAN | TE01 | Jan - 2026 | 1030386787.3309 | 1060835291.9462 | 1085094305.7467 | 263916401.1221 | 281598799.9973 | 288750934.4677 | 147879888.2894 | 157787840.8048 | 161795385.7774 | 616128962.4418 | 618822192.7895 | 631854819.5356 | 2461535.4776 | 2626458.3546 | 2693165.9661 | 1 | 1.0296 | 1.0531 | 1 | 1.067 | 1.0941 | 1 | 1.067 | 1.0941 | 1 | 1.0044 | 1.0255 | 1 | 1.067 | 1.0941
2026 | TE012026.FEB | TE01 | Feb - 2026 | 928985390.5909 | 955478906.5497 | 977268024.0465 | 220582234.5081 | 235361244.2201 | 241339022.7753 | 133886236.3537 | 142856614.1894 | 146484931.1945 | 572036296.1115 | 574614222.7402 | 586730019.7765 | 2480623.6177 | 2646825.4001 | 2714050.3001 | 1 | 1.0285 | 1.052 | 1 | 1.067 | 1.0941 | 1 | 1.067 | 1.0941 | 1 | 1.0045 | 1.0257 | 1 | 1.067 | 1.0941
2026 | TE012026.MAR | TE01 | Mar - 2026 | 970233191.4785 | 996328506.4629 | 1018918387.4474 | 213774257.3747 | 228097132.6188 | 233890414.9937 | 133122986.1878 | 142042226.2624 | 145649859.1881 | 620868919.4658 | 623556828.2253 | 636678937.4383 | 2467028.4502 | 2632319.3563 | 2699175.8273 | 1 | 1.0269 | 1.0502 | 1 | 1.067 | 1.0941 | 1 | 1.067 | 1.0941 | 1 | 1.0043 | 1.0255 | 1 | 1.067 | 1.0941
2026 | TE012026.APR | TE01 | Apr - 2026 | 862458281.3063 | 885353112.3552 | 905409338.3575 | 177804729.3949 | 189717646.2643 | 194536154.4309 | 125423224.9167 | 133826580.9862 | 137225550.3814 | 556773686.5992 | 559187649.8028 | 570959823.2885 | 2456640.3955 | 2621235.302 | 2687810.2567 | 1 | 1.0265 | 1.0498 | 1 | 1.067 | 1.0941 | 1 | 1.067 | 1.0941 | 1 | 1.0043 | 1.0255 | 1 | 1.067 | 1.0941
2026 | TE012026.MAY | TE01 | May - 2026 | 907863733.914 | 931078467.6913 | 952139726.6285 | 164805626.7894 | 175847603.7843 | 180313836.2702 | 136701922.3044 | 145860951.0988 | 149565573.1932 | 603899902.7637 | 606749059.8539 | 619572898.967 | 2456282.0566 | 2620852.9543 | 2687418.1981 | 1 | 1.0256 | 1.0488 | 1 | 1.067 | 1.0941 | 1 | 1.067 | 1.0941 | 1 | 1.0047 | 1.026 | 1 | 1.067 | 1.0941
2026 | TE012026.JUN | TE01 | Jun - 2026 | 967722667.6167 | 994684736.9802 | 1017297020.9611 | 213169847.5255 | 227452227.3097 | 233229130.1776 | 147961124.2048 | 157874519.5265 | 161884265.9925 | 604135307.5939 | 606737023.8359 | 619496090.3602 | 2456388.2925 | 2620966.3081 | 2687534.4309 | 1 | 1.0279 | 1.0512 | 1 | 1.067 | 1.0941 | 1 | 1.067 | 1.0941 | 1 | 1.0043 | 1.0254 | 1 | 1.067 | 1.0941
2026 | TE012026.JUL | TE01 | Jul - 2026 | 1079482588.4588 | 1112434567.2503 | 1137992210.0195 | 274014037.3523 | 292372977.8549 | 299798758.2671 | 168542651.933 | 179835009.6125 | 184402515.4799 | 634474398.4728 | 637610828.5352 | 651108749.3558 | 2451500.7007 | 2615751.2477 | 2682186.9166 | 1 | 1.0305 | 1.0542 | 1 | 1.067 | 1.0941 | 1 | 1.067 | 1.0941 | 1 | 1.0049 | 1.0262 | 1 | 1.067 | 1.0941
2026 | TE012026.AUG | TE01 | Aug - 2026 | 1073370226.4277 | 1103954281.539 | 1129142171.1939 | 248392166.7729 | 265034441.9467 | 271765869.6662 | 158268007.9441 | 168871964.4763 | 173161027.4916 | 664264077.3271 | 667438020.4486 | 681539133.4629 | 2445974.3837 | 2609854.6674 | 2676140.5732 | 1 | 1.0285 | 1.052 | 1 | 1.067 | 1.0941 | 1 | 1.067 | 1.0941 | 1 | 1.0048 | 1.026 | 1 | 1.067 | 1.0941
2026 | TE012026.SEP | TE01 | Sep - 2026 | 949104105.8976 | 973982534.3537 | 996053228.2376 | 186119065.6638 | 198589043.0633 | 203632869.7428 | 138542405.5413 | 147824746.7126 | 151579245.9027 | 621994860.3931 | 624956969.4003 | 638163002.7311 | 2447774.2995 | 2611775.1775 | 2678109.861 | 1 | 1.0262 | 1.0495 | 1 | 1.067 | 1.0941 | 1 | 1.067 | 1.0941 | 1 | 1.0048 | 1.026 | 1 | 1.067 | 1.0941
2026 | TE012026.OCT | TE01 | Oct - 2026 | 907480711.3641 | 929685359.2846 | 950614541.9713 | 157105402.3882 | 167631464.3483 | 171889020.753 | 130846302.4623 | 139613004.7273 | 143158939.524 | 617073918.1231 | 619821310.8965 | 632880469.4864 | 2455088.3904 | 2619579.3125 | 2686112.2079 | 1 | 1.0245 | 1.0475 | 1 | 1.067 | 1.0941 | 1 | 1.067 | 1.0941 | 1 | 1.0045 | 1.0256 | 1 | 1.067 | 1.0941
2026 | TE012026.NOV | TE01 | Nov - 2026 | 933557581.6219 | 959546575.0741 | 981367676.2802 | 206439823.1444 | 220271291.2951 | 225865810.5023 | 140736294.8951 | 150165626.653 | 153979580.2447 | 583925829.9305 | 586489496.0193 | 598835576.7547 | 2455633.6519 | 2620161.1066 | 2686708.7786 | 1 | 1.0278 | 1.0512 | 1 | 1.067 | 1.0941 | 1 | 1.067 | 1.0941 | 1 | 1.0044 | 1.0255 | 1 | 1.067 | 1.0941
2026 | TE012026.DEC | TE01 | Dec - 2026 | 966429071.6161 | 995293720.3459 | 1018071928.2305 | 252137753.9638 | 269030983.4794 | 275863916.6118 | 138401420.9675 | 147674316.1723 | 151424994.6806 | 573420917.7774 | 575954020.2001 | 588081707.1156 | 2468978.9073 | 2634400.4941 | 2701309.8225 | 1 | 1.0299 | 1.0534 | 1 | 1.067 | 1.0941 | 1 | 1.067 | 1.0941 | 1 | 1.0044 | 1.0256 | 1 | 1.067 | 1.0941
2027 | TE012027.JAN | TE01 | Jan - 2027 | 1034726368.7264 | 1065185464.8217 | 1089528789.356 | 265851510.7778 | 283663561.9999 | 290868137.942 | 146394237.0995 | 156202650.9851 | 160169934.8105 | 620018339.0669 | 622691997.1749 | 635796734.1055 | 2462281.7823 | 2627254.6617 | 2693982.498 | 1 | 1.0294 | 1.053 | 1 | 1.067 | 1.0941 | 1 | 1.067 | 1.0941 | 1 | 1.0043 | 1.0254 | 1 | 1.067 | 1.0941
2027 | TE012027.FEB | TE01 | Feb - 2027 | 932874067.7621 | 959355059.4742 | 981217065.2781 | 222199605.8047 | 237086979.3936 | 243108588.7109 | 132541170.1066 | 141421428.5038 | 145013294.2137 | 575647333.304 | 578194133.8075 | 590375295.1075 | 2485958.5467 | 2652517.7694 | 2719887.246 | 1 | 1.0284 | 1.0518 | 1 | 1.067 | 1.0941 | 1 | 1.067 | 1.0941 | 1 | 1.0044 | 1.0256 | 1 | 1.067 | 1.0941
2027 | TE012027.MAR | TE01 | Mar - 2027 | 974384266.6507 | 1000498332.0501 | 1023173272.0075 | 215341710.6585 | 229769605.2726 | 235605365.6315 | 131785587.8091 | 140615222.1923 | 144186611.622 | 624788217.5508 | 627479347.6605 | 640680234.6873 | 2468750.6323 | 2634156.9246 | 2701060.0668 | 1 | 1.0268 | 1.0501 | 1 | 1.067 | 1.0941 | 1 | 1.067 | 1.0941 | 1 | 1.0043 | 1.0254 | 1 | 1.067 | 1.0941
2027 | TE012027.APR | TE01 | Apr - 2027 | 866018847.706 | 888934319.8288 | 909066375.8755 | 179108443.9318 | 191108709.6753 | 195962548.5058 | 124163180.9345 | 132482114.0571 | 135846936.2604 | 560288377.0198 | 562719907.6065 | 574566667.8976 | 2458845.82 | 2623588.4899 | 2690223.2117 | 1 | 1.0265 | 1.0497 | 1 | 1.067 | 1.0941 | 1 | 1.067 | 1.0941 | 1 | 1.0043 | 1.0255 | 1 | 1.067 | 1.0941
2027 | TE012027.MAY | TE01 | May - 2027 | 911513918.6386 | 934755885.9879 | 955899054.4076 | 166014028.2315 | 177136968.123 | 181635948.2881 | 135328568.7275 | 144395582.8322 | 148062987.0447 | 607712082.2081 | 610599326.5165 | 623509465.1689 | 2459239.4716 | 2624008.5162 | 2690653.9059 | 1 | 1.0255 | 1.0487 | 1 | 1.067 | 1.0941 | 1 | 1.067 | 1.0941 | 1 | 1.0048 | 1.026 | 1 | 1.067 | 1.0941
2027 | TE012027.JUN | TE01 | Jun - 2027 | 971615727.0135 | 998580363.9203 | 1021270778.9171 | 214732869.1054 | 229119971.3355 | 234939232.0882 | 146474656.8915 | 156288458.9032 | 160257922.105 | 607948973.0551 | 610547937.4467 | 623382983.4112 | 2459227.9615 | 2623996.2349 | 2690641.3127 | 1 | 1.0278 | 1.0511 | 1 | 1.067 | 1.0941 | 1 | 1.067 | 1.0941 | 1 | 1.0043 | 1.0254 | 1 | 1.067 | 1.0941
2027 | TE012027.JUL | TE01 | Jul - 2027 | 1083807015.899 | 1116792695.0438 | 1142442549.0913 | 276023185.7312 | 294516739.1752 | 301996967.5085 | 166849415.6566 | 178028326.5056 | 182549945.6699 | 638479582.5252 | 641628323.634 | 655209804.2371 | 2454831.9859 | 2619305.729 | 2685831.6758 | 1 | 1.0304 | 1.0541 | 1 | 1.067 | 1.0941 | 1 | 1.067 | 1.0941 | 1 | 1.0049 | 1.0262 | 1 | 1.067 | 1.0941
2027 | TE012027.AUG | TE01 | Aug - 2027 | 1077797943.3373 | 1108420131.4285 | 1133704087.5546 | 250213448.354 | 266977749.3937 | 273758533.8441 | 156677994.2036 | 167175419.8152 | 171421393.4581 | 668457311.7515 | 671653677.5264 | 685844502.5366 | 2449189.0282 | 2613284.6931 | 2679657.7157 | 1 | 1.0284 | 1.0519 | 1 | 1.067 | 1.0941 | 1 | 1.067 | 1.0941 | 1 | 1.0048 | 1.026 | 1 | 1.067 | 1.0941
2027 | TE012027.SEP | TE01 | Sep - 2027 | 953006459.5834 | 977894556.4294 | 1000046104.4555 | 187483743.2645 | 200045154.0633 | 205125963.5057 | 137150561.8496 | 146339649.4935 | 150056429.7196 | 625921266.0945 | 628894654.9767 | 642182194.2592 | 2450888.3748 | 2615097.8959 | 2681516.9709 | 1 | 1.0261 | 1.0494 | 1 | 1.067 | 1.0941 | 1 | 1.067 | 1.0941 | 1 | 1.0048 | 1.026 | 1 | 1.067 | 1.0941
2027 | TE012027.OCT | TE01 | Oct - 2027 | 911216538.7359 | 933420243.9145 | 954425930.8383 | 158257343.6084 | 168860585.6302 | 173149359.6419 | 129531776.4156 | 138210405.4354 | 141720716.5763 | 620969259.8769 | 623726397.3719 | 636866383.0387 | 2458158.835 | 2622855.477 | 2689471.5814 | 1 | 1.0244 | 1.0474 | 1 | 1.067 | 1.0941 | 1 | 1.067 | 1.0941 | 1 | 1.0044 | 1.0256 | 1 | 1.067 | 1.0941
2027 | TE012027.NOV | TE01 | Nov - 2027 | 937345970.8799 | 963356266.6506 | 985257428.0914 | 207953498.2832 | 221886382.6681 | 227521922.4716 | 139322410.6516 | 148657012.1653 | 152432649.4939 | 587611921.0124 | 590190035.4419 | 602613404.1313 | 2458140.9328 | 2622836.3753 | 2689451.9946 | 1 | 1.0277 | 1.0511 | 1 | 1.067 | 1.0941 | 1 | 1.067 | 1.0941 | 1 | 1.0044 | 1.0255 | 1 | 1.067 | 1.0941
2027 | TE012027.DEC | TE01 | Dec - 2027 | 970510289.4413 | 999423038.8303 | 1022290722.1077 | 253986499.249 | 271003594.6987 | 277886628.8284 | 137010993.6543 | 146190730.2292 | 149903728.1572 | 577040695.5348 | 579590982.1321 | 591795639.4146 | 2472101.0031 | 2637731.7703 | 2704725.7075 | 1 | 1.0298 | 1.0534 | 1 | 1.067 | 1.0941 | 1 | 1.067 | 1.0941 | 1 | 1.0044 | 1.0256 | 1 | 1.067 | 1.0941
2028 | TE012028.JAN | TE01 | Jan - 2028 | 1095490716.192 | 1129330937.9605 | 1155258461.4196 | 299156021.2966 | 319199474.7235 | 327306602.9006 | 162551938.2248 | 173442918.0859 | 177848075.6117 | 631314644.4616 | 634055069.4243 | 647403421.3394 | 2468112.2089 | 2633475.7269 | 2700361.5678 | 1 | 1.0309 | 1.0546 | 1 | 1.067 | 1.0941 | 1 | 1.067 | 1.0941 | 1 | 1.0043 | 1.0255 | 1 | 1.067 | 1.0941
2028 | TE012028.FEB | TE01 | Feb - 2028 | 890879648.7171 | 918485085.1708 | 939578868.0736 | 233398369.9423 | 249036060.7285 | 255361156.5539 | 142644724.4634 | 152201921.0024 | 156067593.0354 | 512348980.7486 | 514592862.4484 | 525428464.2492 | 2487573.5628 | 2654240.9915 | 2721654.235 | 1 | 1.031 | 1.0547 | 1 | 1.067 | 1.0941 | 1 | 1.067 | 1.0941 | 1 | 1.0044 | 1.0255 | 1 | 1.067 | 1.0941
2028 | TE012028.MAR | TE01 | Mar - 2028 | 965795976.1143 | 987422417.2284 | 1009497840.9516 | 163419670.4728 | 174368788.3945 | 178797461.4643 | 112119073.3005 | 119631051.2116 | 122669478.0981 | 687784572.9219 | 690784250.022 | 705325564.7188 | 2472659.4192 | 2638327.6003 | 2705336.6705 | 1 | 1.0224 | 1.0452 | 1 | 1.067 | 1.0941 | 1 | 1.067 | 1.0941 | 1 | 1.0044 | 1.0255 | 1 | 1.067 | 1.0941
2028 | TE012028.APR | TE01 | Apr - 2028 | 831261801.3121 | 854418938.2427 | 873852367.1892 | 188008801.8698 | 200605391.5951 | 205700430.1257 | 121606217.9658 | 129753834.5695 | 133049363.0764 | 519183987.6921 | 521431911.11 | 532408031.3075 | 2462793.7845 | 2627800.968 | 2694542.6796 | 1 | 1.0279 | 1.0512 | 1 | 1.067 | 1.0941 | 1 | 1.067 | 1.0941 | 1 | 1.0043 | 1.0255 | 1 | 1.067 | 1.0941
2028 | TE012028.MAY | TE01 | May - 2028 | 857676558.3266 | 880543143.2866 | 900530024.7259 | 175633625.862 | 187401078.7948 | 192160750.0556 | 123903758.2334 | 132205310.035 | 135563101.8831 | 555675789.6814 | 558308323.1421 | 570110983.7511 | 2463384.5499 | 2628431.3147 | 2695189.036 | 1 | 1.0267 | 1.05 | 1 | 1.067 | 1.0941 | 1 | 1.067 | 1.0941 | 1 | 1.0047 | 1.026 | 1 | 1.067 | 1.0941
2028 | TE012028.JUN | TE01 | Jun - 2028 | 983896716.7198 | 1010795582.3133 | 1033732884.5647 | 216848991.5599 | 231377873.9944 | 237254481.6656 | 142576500.1761 | 152129125.6879 | 155992948.8427 | 622008648.8051 | 624661013.8484 | 637791149.4592 | 2462576.1787 | 2627568.7827 | 2694304.5972 | 1 | 1.0273 | 1.0507 | 1 | 1.067 | 1.0941 | 1 | 1.067 | 1.0941 | 1 | 1.0043 | 1.0254 | 1 | 1.067 | 1.0941
2028 | TE012028.JUL | TE01 | Jul - 2028 | 1098473953.9353 | 1132358779.3484 | 1158398824.3405 | 288267479.4312 | 307581400.5531 | 315393449.2457 | 167852176.9057 | 179098272.7584 | 183647066.7526 | 639895221.9247 | 643055272.293 | 656667833.6477 | 2459075.6736 | 2623833.7438 | 2690474.6945 | 1 | 1.0308 | 1.0546 | 1 | 1.067 | 1.0941 | 1 | 1.067 | 1.0941 | 1 | 1.0049 | 1.0262 | 1 | 1.067 | 1.0941
2028 | TE012028.AUG | TE01 | Aug - 2028 | 1098649840.5814 | 1129094037.0477 | 1154795221.9617 | 246030173.5085 | 262514195.1335 | 269181612.8356 | 156294147.9551 | 166765855.8681 | 171001427.2776 | 693872137.1069 | 697196227.4405 | 711927936.5903 | 2453382.0109 | 2617758.6057 | 2684245.2582 | 1 | 1.0277 | 1.0511 | 1 | 1.067 | 1.0941 | 1 | 1.067 | 1.0941 | 1 | 1.0048 | 1.026 | 1 | 1.067 | 1.0941
2028 | TE012028.SEP | TE01 | Sep - 2028 | 957664542.0128 | 982333350.2691 | 1004561240.949 | 189111133.9037 | 201781579.8752 | 206906491.604 | 131574383.307 | 140389866.9886 | 143955532.7762 | 634523947.4541 | 637542335.8749 | 651013116.4423 | 2455077.348 | 2619567.5304 | 2686100.1265 | 1 | 1.0258 | 1.049 | 1 | 1.067 | 1.0941 | 1 | 1.067 | 1.0941 | 1 | 1.0048 | 1.026 | 1 | 1.067 | 1.0941
2028 | TE012028.OCT | TE01 | Oct - 2028 | 950188926.4271 | 973570699.6341 | 995498401.6822 | 169156694.2818 | 180490192.7986 | 185074339.2137 | 134507298.5428 | 143519287.5452 | 147164435.3357 | 644062425.7673 | 646933723.4301 | 660565397.3103 | 2462507.8352 | 2627495.8602 | 2694229.8225 | 1 | 1.0246 | 1.0477 | 1 | 1.067 | 1.0941 | 1 | 1.067 | 1.0941 | 1 | 1.0045 | 1.0256 | 1 | 1.067 | 1.0941
2028 | TE012028.NOV | TE01 | Nov - 2028 | 933250945.3943 | 958104262.6574 | 979811759.6778 | 198179861.277 | 211457911.9826 | 216828586.2232 | 130754038.9946 | 139514559.6073 | 143057994.064 | 601854354.9896 | 604504100.6956 | 617230750.116 | 2462690.1331 | 2627690.372 | 2694429.2746 | 1 | 1.0266 | 1.0499 | 1 | 1.067 | 1.0941 | 1 | 1.067 | 1.0941 | 1 | 1.0044 | 1.0255 | 1 | 1.067 | 1.0941
2028 | TE012028.DEC | TE01 | Dec - 2028 | 1021074751.1468 | 1050847983.8427 | 1074849726.3434 | 257484615.5945 | 274736084.8393 | 281713917.9219 | 143285651.9308 | 152885790.6101 | 156768831.7775 | 617827916.4468 | 620583611.2178 | 633657364.4981 | 2476567.1748 | 2642497.1755 | 2709612.146 | 1 | 1.0292 | 1.0527 | 1 | 1.067 | 1.0941 | 1 | 1.067 | 1.0941 | 1 | 1.0045 | 1.0256 | 1 | 1.067 | 1.0941
2029 | TE012029.JAN | TE01 | Jan - 2029 | 1043430746.0327 | 1074039967.9053 | 1098581614.0029 | 270174954.3176 | 288276676.2569 | 295598417.5189 | 143532650.7383 | 153149338.3378 | 157039073.1728 | 627251283.8856 | 629976481.7944 | 643239664.4679 | 2471857.0911 | 2637471.5162 | 2704458.8434 | 1 | 1.0293 | 1.0529 | 1 | 1.067 | 1.0941 | 1 | 1.067 | 1.0941 | 1 | 1.0043 | 1.0255 | 1 | 1.067 | 1.0941
2029 | TE012029.FEB | TE01 | Feb - 2029 | 940618909.8799 | 967212937.5109 | 989248225.3211 | 225813154.7646 | 240942636.1338 | 247062172.6279 | 129950371.369 | 138657046.2508 | 142178701.3149 | 582362659.5041 | 584953518.3599 | 597280061.785 | 2492724.2422 | 2659736.7664 | 2727289.5934 | 1 | 1.0283 | 1.0517 | 1 | 1.067 | 1.0941 | 1 | 1.067 | 1.0941 | 1 | 1.0044 | 1.0256 | 1 | 1.067 | 1.0941
2029 | TE012029.MAR | TE01 | Mar - 2029 | 982607707.3371 | 1008828329.399 | 1031685932.2328 | 218843732.2384 | 233506262.2984 | 239436927.442 | 129209558.5327 | 137866598.9544 | 141368177.9906 | 632076806.317 | 634811858.0106 | 648170073.4267 | 2477610.249 | 2643610.1357 | 2710753.3734 | 1 | 1.0267 | 1.0499 | 1 | 1.067 | 1.0941 | 1 | 1.067 | 1.0941 | 1 | 1.0043 | 1.0255 | 1 | 1.067 | 1.0941
2029 | TE012029.APR | TE01 | Apr - 2029 | 873049578.0958 | 896029768.1255 | 916314334.8932 | 182021217.4668 | 194216639.0371 | 199149414.0305 | 121736147.7933 | 129892469.6954 | 133191519.3006 | 566824530.3208 | 569287642.1495 | 581273510.1225 | 2467682.5149 | 2633017.2434 | 2699891.4396 | 1 | 1.0263 | 1.0496 | 1 | 1.067 | 1.0941 | 1 | 1.067 | 1.0941 | 1 | 1.0043 | 1.0255 | 1 | 1.067 | 1.0941
2029 | TE012029.MAY | TE01 | May - 2029 | 918666618.8659 | 941951282.3281 | 963247967.9682 | 168713852.1887 | 180017680.2854 | 184589825.6797 | 132683284.3623 | 141573064.4146 | 145168781.4208 | 614801465.9881 | 617727164.2075 | 630789104.2046 | 2468016.3267 | 2633373.4206 | 2700256.663 | 1 | 1.0253 | 1.0485 | 1 | 1.067 | 1.0941 | 1 | 1.067 | 1.0941 | 1 | 1.0048 | 1.026 | 1 | 1.067 | 1.0941
2029 | TE012029.JUN | TE01 | Jun - 2029 | 979345511.795 | 1006388483.3331 | 1029247144.8731 | 218224989.3232 | 232846063.6079 | 238759960.8185 | 143611498.5547 | 153233468.9578 | 157125340.5687 | 615041120.3315 | 617675697.6415 | 630661710.1729 | 2467903.5857 | 2633253.1259 | 2700133.3131 | 1 | 1.0276 | 1.051 | 1 | 1.067 | 1.0941 | 1 | 1.067 | 1.0941 | 1 | 1.0043 | 1.0254 | 1 | 1.067 | 1.0941
2029 | TE012029.JUL | TE01 | Jul - 2029 | 1092491694.759 | 1125604295.4578 | 1151447842.9766 | 280512047.4107 | 299306354.5872 | 306908231.0721 | 163587989.376 | 174548384.6642 | 178981619.1763 | 645927890.5789 | 649120716.3976 | 662862384.8232 | 2463767.3933 | 2628839.8087 | 2695607.9051 | 1 | 1.0303 | 1.054 | 1 | 1.067 | 1.0941 | 1 | 1.067 | 1.0941 | 1 | 1.0049 | 1.0262 | 1 | 1.067 | 1.0941
2029 | TE012029.AUG | TE01 | Aug - 2029 | 1086611568.3622 | 1117340650.4285 | 1142817968.3912 | 254282575.9422 | 271319508.5303 | 278210566.3383 | 153615389.9632 | 163907621.0907 | 168070598.1587 | 676255330.8502 | 679490545.0032 | 693847208.9293 | 2458271.6066 | 2622975.8043 | 2689594.9648 | 1 | 1.0283 | 1.0517 | 1 | 1.067 | 1.0941 | 1 | 1.067 | 1.0941 | 1 | 1.0048 | 1.026 | 1 | 1.067 | 1.0941
2029 | TE012029.SEP | TE01 | Sep - 2029 | 960685584.934 | 985639693.2301 | 1007957867.4689 | 190532721.1555 | 203298413.4729 | 208461850.2162 | 134469662.7583 | 143479130.1631 | 147123258.0238 | 633223072.6593 | 636237192.6331 | 649681132.7891 | 2460128.3609 | 2624956.9611 | 2691626.4397 | 1 | 1.026 | 1.0492 | 1 | 1.067 | 1.0941 | 1 | 1.067 | 1.0941 | 1 | 1.0048 | 1.026 | 1 | 1.067 | 1.0941
2029 | TE012029.OCT | TE01 | Oct - 2029 | 918511715.9828 | 940757866.2044 | 961919887.024 | 160831023.5091 | 171606702.0842 | 175965222.8213 | 126999802.6708 | 135508789.4497 | 138950484.1021 | 628213297.8477 | 631009454.0543 | 644304387.7424 | 2467591.9553 | 2632920.6163 | 2699792.3583 | 1 | 1.0242 | 1.0473 | 1 | 1.067 | 1.0941 | 1 | 1.067 | 1.0941 | 1 | 1.0045 | 1.0256 | 1 | 1.067 | 1.0941
2029 | TE012029.NOV | TE01 | Nov - 2029 | 944869202.5138 | 970959079.4284 | 993024506.1645 | 211335368.1326 | 225494837.7975 | 231222026.2739 | 136599058.1616 | 145751195.0584 | 149453029.5346 | 594466822.443 | 597079739.8929 | 609649262.1291 | 2467953.7765 | 2633306.6795 | 2700188.2269 | 1 | 1.0276 | 1.051 | 1 | 1.067 | 1.0941 | 1 | 1.067 | 1.0941 | 1 | 1.0044 | 1.0255 | 1 | 1.067 | 1.0941
2029 | TE012029.DEC | TE01 | Dec - 2029 | 978704017.3413 | 1007749499.3223 | 1030800417.7218 | 258116986.5506 | 275410824.6495 | 282405794.985 | 134332822.7199 | 143333121.8421 | 146973541.3378 | 583772276.2736 | 586357331.6031 | 598705599.8197 | 2481931.7972 | 2648221.2276 | 2715481.5793 | 1 | 1.0297 | 1.0532 | 1 | 1.067 | 1.0941 | 1 | 1.067 | 1.0941 | 1 | 1.0044 | 1.0256 | 1 | 1.067 | 1.0941
2030 | TE012030.JAN | TE01 | Jan - 2030 | 1046174598.9571 | 1076789891.6305 | 1101387886.8412 | 271967376.7518 | 290189190.9942 | 297559506.9041 | 141737175.4941 | 151233566.2522 | 155074643.7081 | 629993121.5943 | 632724255.2844 | 646043732.4586 | 2476925.1169 | 2642879.0997 | 2710003.7704 | 1 | 1.0293 | 1.0528 | 1 | 1.067 | 1.0941 | 1 | 1.067 | 1.0941 | 1 | 1.0043 | 1.0255 | 1 | 1.067 | 1.0941
2030 | TE012030.FEB | TE01 | Feb - 2030 | 943042732.6744 | 969631134.4113 | 991714977.3356 | 227311267.5913 | 242541122.52 | 248701257.8717 | 128324799.2531 | 136922560.803 | 140400162.8628 | 584908280.28 | 587501673.7064 | 599880072.9708 | 2498385.5501 | 2665777.3819 | 2733483.6303 | 1 | 1.0282 | 1.0516 | 1 | 1.067 | 1.0941 | 1 | 1.067 | 1.0941 | 1 | 1.0044 | 1.0256 | 1 | 1.067 | 1.0941
2030 | TE012030.MAR | TE01 | Mar - 2030 | 985211364.0734 | 1011432114.8138 | 1034343352.3243 | 220295607.8064 | 235055413.5294 | 241025424.501 | 127593253.3751 | 136142001.3513 | 139599778.5177 | 634839737.3255 | 637585589.0738 | 651001755.4994 | 2482765.5664 | 2649110.8594 | 2716393.8062 | 1 | 1.0266 | 1.0499 | 1 | 1.067 | 1.0941 | 1 | 1.067 | 1.0941 | 1 | 1.0043 | 1.0255 | 1 | 1.067 | 1.0941
2030 | TE012030.APR | TE01 | Apr - 2030 | 875217352.6405 | 898189162.1254 | 918518053.9677 | 183228801.3249 | 195505131.0137 | 200470631.5296 | 120213328.8488 | 128267621.8817 | 131525403.0935 | 569302230.9032 | 571777727.2316 | 583816319.2749 | 2472991.5636 | 2638681.9984 | 2705700.0697 | 1 | 1.0262 | 1.0495 | 1 | 1.067 | 1.0941 | 1 | 1.067 | 1.0941 | 1 | 1.0043 | 1.0255 | 1 | 1.067 | 1.0941
2030 | TE012030.MAY | TE01 | May - 2030 | 920819116.216 | 944088623.1827 | 965429986.3932 | 169833150.9572 | 181211972.0713 | 185814450.4622 | 131023525.7557 | 139802101.9813 | 143352839.5293 | 617488883.1144 | 620435264.4634 | 633556378.3568 | 2473556.3887 | 2639284.6668 | 2706318.0449 | 1 | 1.0253 | 1.0484 | 1 | 1.067 | 1.0941 | 1 | 1.067 | 1.0941 | 1 | 1.0048 | 1.026 | 1 | 1.067 | 1.0941
2030 | TE012030.JUN | TE01 | Jun - 2030 | 981690752.9414 | 1008717285.9138 | 1031622216.3307 | 219672759.9634 | 234390834.8809 | 240343966.6759 | 141815036.9892 | 151316644.4675 | 155159831.9699 | 617729585.0337 | 620370719.7563 | 633412302.5228 | 2473370.9552 | 2639086.8092 | 2706115.1621 | 1 | 1.0275 | 1.0509 | 1 | 1.067 | 1.0941 | 1 | 1.067 | 1.0941 | 1 | 1.0043 | 1.0254 | 1 | 1.067 | 1.0941
2030 | TE012030.JUL | TE01 | Jul - 2030 | 1095135540.5215 | 1128249558.1535 | 1154148222.446 | 282373049.2498 | 301292043.5495 | 308944353.1842 | 161541638.3634 | 172364928.1337 | 176742706.5334 | 648751367.3784 | 651957645.4098 | 665759298.6101 | 2469485.53 | 2634941.0605 | 2701864.1183 | 1 | 1.0302 | 1.0539 | 1 | 1.067 | 1.0941 | 1 | 1.067 | 1.0941 | 1 | 1.0049 | 1.0262 | 1 | 1.067 | 1.0941
2030 | TE012030.AUG | TE01 | Aug - 2030 | 1089338726.5077 | 1120067539.5108 | 1145601640.2914 | 255969563.5273 | 273119524.2836 | 280056299.4552 | 151693787.9556 | 161857271.7486 | 165968173.4022 | 679211374.8065 | 682461655.2456 | 696881304.7951 | 2464000.2183 | 2629088.2329 | 2695862.6388 | 1 | 1.0282 | 1.0516 | 1 | 1.067 | 1.0941 | 1 | 1.067 | 1.0941 | 1 | 1.0048 | 1.026 | 1 | 1.067 | 1.0941
2030 | TE012030.SEP | TE01 | Sep - 2030 | 963041221.3692 | 987980000.362 | 1010345502.8693 | 191796772.9056 | 204647156.6903 | 209844849.236 | 132787558.0292 | 141684324.4171 | 145282867.2397 | 635991014.2215 | 639017429.3355 | 652519871.229 | 2465876.2129 | 2631089.9192 | 2697915.1645 | 1 | 1.0259 | 1.0491 | 1 | 1.067 | 1.0941 | 1 | 1.067 | 1.0941 | 1 | 1.0048 | 1.026 | 1 | 1.067 | 1.0941
2030 | TE012030.OCT | TE01 | Oct - 2030 | 920741895.5848 | 942964923.0774 | 964170957.8565 | 161898025.2057 | 172745192.8945 | 177132629.3776 | 125411139.739 | 133813686.1015 | 137212327.9885 | 630959340.7071 | 633766937.0229 | 647119864.5648 | 2473389.933 | 2639107.0585 | 2706135.9256 | 1 | 1.0241 | 1.0472 | 1 | 1.067 | 1.0941 | 1 | 1.067 | 1.0941 | 1 | 1.0044 | 1.0256 | 1 | 1.067 | 1.0941
2030 | TE012030.NOV | TE01 | Nov - 2030 | 947166791.1685 | 973248595.0555 | 995360916.077 | 212737430.9402 | 226990838.8132 | 232756023.1916 | 134890316.4499 | 143927967.652 | 147583495.2278 | 597065352.8761 | 599690360.3975 | 612314932.4412 | 2473690.9024 | 2639428.1928 | 2706465.2163 | 1 | 1.0275 | 1.0509 | 1 | 1.067 | 1.0941 | 1 | 1.067 | 1.0941 | 1 | 1.0044 | 1.0255 | 1 | 1.067 | 1.0941
2030 | TE012030.DEC | TE01 | Dec - 2030 | 981293781.7359 | 1010354701.8124 | 1033461051.9621 | 259829412.7765 | 277237983.4325 | 284279360.5188 | 132652429.747 | 141540142.54 | 145135023.3862 | 586324058.7594 | 588922007.3964 | 601324678.0534 | 2487880.4531 | 2654568.4435 | 2721990.0037 | 1 | 1.0296 | 1.0532 | 1 | 1.067 | 1.0941 | 1 | 1.067 | 1.0941 | 1 | 1.0044 | 1.0256 | 1 | 1.067 | 1.0941
2031 | TE012031.JAN | TE01 | Jan - 2031 | 1049078385.5611 | 1079720306.1002 | 1104381835.3658 | 273776018.5727 | 292119011.817 | 299538341.9204 | 140072886.4827 | 149457769.877 | 153253745.1007 | 632746042.9326 | 635493696.5156 | 648872619.296 | 2483437.5731 | 2649827.8905 | 2717129.0487 | 1 | 1.0292 | 1.0527 | 1 | 1.067 | 1.0941 | 1 | 1.067 | 1.0941 | 1 | 1.0043 | 1.0255 | 1 | 1.067 | 1.0941
2031 | TE012031.FEB | TE01 | Feb - 2031 | 945609287.0989 | 972214098.9031 | 994353396.7688 | 228822936.6372 | 244154073.3919 | 250355174.9748 | 126817999.4136 | 135314805.3743 | 138751573.1584 | 587464191.4964 | 590073281.8952 | 602506847.6701 | 2504159.5517 | 2671938.2417 | 2739800.9655 | 1 | 1.0281 | 1.0515 | 1 | 1.067 | 1.0941 | 1 | 1.067 | 1.0941 | 1 | 1.0044 | 1.0256 | 1 | 1.067 | 1.0941
2031 | TE012031.MAR | TE01 | Mar - 2031 | 987958571.039 | 1014192810.3396 | 1037162777.1312 | 221760621.1988 | 236618582.8191 | 242628295.6536 | 126095043.4046 | 134543411.3127 | 137960586.989 | 637613837.2313 | 640374979.3668 | 653850603.8722 | 2489069.2043 | 2655836.841 | 2723290.6165 | 1 | 1.0266 | 1.0498 | 1 | 1.067 | 1.0941 | 1 | 1.067 | 1.0941 | 1 | 1.0043 | 1.0255 | 1 | 1.067 | 1.0941
2031 | TE012031.APR | TE01 | Apr - 2031 | 877518373.4735 | 900489969.4285 | 920866785.2829 | 184447312.445 | 196805282.3788 | 201803804.546 | 118801774.5298 | 126761493.4233 | 129981021.5131 | 571789947.365 | 574277738.7708 | 586369314.2777 | 2479339.1336 | 2645454.8556 | 2712644.9461 | 1 | 1.0262 | 1.0494 | 1 | 1.067 | 1.0941 | 1 | 1.067 | 1.0941 | 1 | 1.0044 | 1.0255 | 1 | 1.067 | 1.0941
2031 | TE012031.MAY | TE01 | May - 2031 | 923114740.5944 | 946374091.6551 | 967762897.8502 | 170962578.1078 | 182417070.841 | 187050156.7077 | 129485037.2583 | 138160534.7546 | 141669579.2643 | 620187163.8801 | 623150367.3009 | 636329836.1671 | 2479961.3482 | 2646118.7585 | 2713325.711 | 1 | 1.0252 | 1.0484 | 1 | 1.067 | 1.0941 | 1 | 1.067 | 1.0941 | 1 | 1.0048 | 1.026 | 1 | 1.067 | 1.0941
2031 | TE012031.JUN | TE01 | Jun - 2031 | 984192100.8891 | 1011216844.9762 | 1034173366.5625 | 221133631.283 | 235949584.579 | 241942305.9867 | 140149833.722 | 149539872.5814 | 153337933.0753 | 620428917.61 | 623081528.4173 | 636180067.7367 | 2479718.2741 | 2645859.3985 | 2713059.7637 | 1 | 1.0275 | 1.0508 | 1 | 1.067 | 1.0941 | 1 | 1.067 | 1.0941 | 1 | 1.0043 | 1.0254 | 1 | 1.067 | 1.0941
2031 | TE012031.JUL | TE01 | Jul - 2031 | 1097957956.0344 | 1131087191.7564 | 1157046321.6371 | 284250891.0411 | 303295700.7409 | 310998899.8881 | 159644803.7985 | 170341005.653 | 174667379.8359 | 651586257.8261 | 654808589.7681 | 668671046.6274 | 2476003.3687 | 2641895.5944 | 2708995.2857 | 1 | 1.0302 | 1.0538 | 1 | 1.067 | 1.0941 | 1 | 1.067 | 1.0941 | 1 | 1.0049 | 1.0262 | 1 | 1.067 | 1.0941
2031 | TE012031.AUG | TE01 | Aug - 2031 | 1092234343.3013 | 1122973096.7174 | 1148568358.3637 | 257671816.4335 | 274935828.1345 | 281918734.3599 | 149912587.6212 | 159956730.9918 | 164019362.1163 | 682179368.3018 | 685444438.3929 | 699927210.2167 | 2470570.9448 | 2636099.1982 | 2703051.6708 | 1 | 1.0281 | 1.0516 | 1 | 1.067 | 1.0941 | 1 | 1.067 | 1.0941 | 1 | 1.0048 | 1.026 | 1 | 1.067 | 1.0941
2031 | TE012031.SEP | TE01 | Sep - 2031 | 965543270.1154 | 990478208.6796 | 1012895522.6924 | 193072262.888 | 206008104.5015 | 211240362.8258 | 131228356.1267 | 140020655.9872 | 143576944.4383 | 638770144.9359 | 641811284.1131 | 655373046.4335 | 2472506.1647 | 2638164.0778 | 2705168.9948 | 1 | 1.0258 | 1.049 | 1 | 1.067 | 1.0941 | 1 | 1.067 | 1.0941 | 1 | 1.0048 | 1.026 | 1 | 1.067 | 1.0941
2031 | TE012031.OCT | TE01 | Oct - 2031 | 923109819.8864 | 945320777.0608 | 966575051.6397 | 162974682.0555 | 173893985.7532 | 178310599.6369 | 123938552.3177 | 132242435.323 | 135601170.0908 | 633716484.195 | 636538087.8782 | 649949803.0599 | 2480101.3181 | 2646268.1064 | 2713478.8522 | 1 | 1.0241 | 1.0471 | 1 | 1.067 | 1.0941 | 1 | 1.067 | 1.0941 | 1 | 1.0045 | 1.0256 | 1 | 1.067 | 1.0941
2031 | TE012031.NOV | TE01 | Nov - 2031 | 949613501.1779 | 975697517.1458 | 997861002.2495 | 214152180.8232 | 228500376.9384 | 234303901.0387 | 133306423.7934 | 142237954.1876 | 145850558.2724 | 599674387.6321 | 602312482.9924 | 614992618.119 | 2480508.9292 | 2646703.0274 | 2713924.8194 | 1 | 1.0275 | 1.0508 | 1 | 1.067 | 1.0941 | 1 | 1.067 | 1.0941 | 1 | 1.0044 | 1.0255 | 1 | 1.067 | 1.0941
2031 | TE012031.DEC | TE01 | Dec - 2031 | 984033081.3269 | 1013119150.357 | 1036284979.9621 | 261557334.5142 | 279081675.9267 | 286169879.692 | 131094814.5314 | 139878167.105 | 143430836.5788 | 588886156.5938 | 591497381.6668 | 603954729.6116 | 2494775.6875 | 2661925.6585 | 2729534.0797 | 1 | 1.0296 | 1.0531 | 1 | 1.067 | 1.0941 | 1 | 1.067 | 1.0941 | 1 | 1.0044 | 1.0256 | 1 | 1.067 | 1.0941
2032 | TE012032.JAN | TE01 | Jan - 2032 | 1109146610.3753 | 1143150247.6235 | 1169377427.3652 | 307776094.789 | 328397093.1399 | 336737825.3087 | 155479992.0661 | 165897151.5345 | 170110659.3195 | 643400341.7112 | 646198978.959 | 659804434.8199 | 2490181.809 | 2657023.9902 | 2724507.9172 | 1 | 1.0307 | 1.0543 | 1 | 1.067 | 1.0941 | 1 | 1.067 | 1.0941 | 1 | 1.0043 | 1.0255 | 1 | 1.067 | 1.0941
2032 | TE012032.FEB | TE01 | Feb - 2032 | 901231076.6798 | 928923783.2357 | 950241629.9691 | 240123660.2881 | 256211945.5274 | 262719296.7212 | 136438856.8358 | 145580260.2438 | 149277753.2641 | 522157235.1932 | 524451994.3696 | 535496939.9986 | 2511324.3627 | 2679583.095 | 2747639.9852 | 1 | 1.0307 | 1.0544 | 1 | 1.067 | 1.0941 | 1 | 1.067 | 1.0941 | 1 | 1.0044 | 1.0255 | 1 | 1.067 | 1.0941
2032 | TE012032.MAR | TE01 | Mar - 2032 | 978817286.2233 | 1000492604.5683 | 1022843066.6909 | 168128549.6839 | 179393162.5128 | 183949446.2092 | 107241247.4289 | 114426411.0067 | 117332648.812 | 700951313.4596 | 704009611.6294 | 718829905.8901 | 2496175.6509 | 2663419.4195 | 2731065.7796 | 1 | 1.0221 | 1.045 | 1 | 1.067 | 1.0941 | 1 | 1.067 | 1.0941 | 1 | 1.0044 | 1.0255 | 1 | 1.067 | 1.0941
2032 | TE012032.APR | TE01 | Apr - 2032 | 841351435.3001 | 864561204.9315 | 884208854.6253 | 193426208.0858 | 206385764.0276 | 211627614.2667 | 116315646.6234 | 124108794.9472 | 127260948.9707 | 529123089.4492 | 531413559.9086 | 542599821.4298 | 2486491.1417 | 2653086.0482 | 2720469.9581 | 1 | 1.0276 | 1.0509 | 1 | 1.067 | 1.0941 | 1 | 1.067 | 1.0941 | 1 | 1.0043 | 1.0255 | 1 | 1.067 | 1.0941
2032 | TE012032.MAY | TE01 | May - 2032 | 868008280.1781 | 890896694.2691 | 911099140.2891 | 180694445.8185 | 192800973.6883 | 197697793.17 | 118513230.6478 | 126453617.1012 | 129665325.6517 | 566313479.4957 | 568988341.941 | 581014858.8625 | 2487124.2162 | 2653761.5387 | 2721162.6049 | 1 | 1.0264 | 1.0496 | 1 | 1.067 | 1.0941 | 1 | 1.067 | 1.0941 | 1 | 1.0047 | 1.026 | 1 | 1.067 | 1.0941
2032 | TE012032.JUN | TE01 | Jun - 2032 | 995874283.0335 | 1022842196.3493 | 1046036198.5991 | 223097417.5013 | 238044944.4738 | 244090884.4881 | 136373600.6982 | 145510631.945 | 149206356.5239 | 633916194.879 | 636632916.2885 | 650017854.3493 | 2487069.955 | 2653703.642 | 2721103.2377 | 1 | 1.0271 | 1.0504 | 1 | 1.067 | 1.0941 | 1 | 1.067 | 1.0941 | 1 | 1.0043 | 1.0254 | 1 | 1.067 | 1.0941
2032 | TE012032.JUL | TE01 | Jul - 2032 | 1111751910.4406 | 1145770818.3805 | 1172100556.4378 | 296573803.4938 | 316444248.3279 | 324481398.4026 | 160549639.8172 | 171306465.6849 | 175657360.924 | 652145183.1627 | 655370440.375 | 669244836.1232 | 2483283.9669 | 2649663.9926 | 2716960.9881 | 1 | 1.0306 | 1.0543 | 1 | 1.067 | 1.0941 | 1 | 1.067 | 1.0941 | 1 | 1.0049 | 1.0262 | 1 | 1.067 | 1.0941
2032 | TE012032.AUG | TE01 | Aug - 2032 | 1112247251.6328 | 1142782284.5025 | 1168775702.2988 | 253119444.7449 | 270078447.5428 | 276937984.4954 | 149494451.739 | 159510580.0055 | 163561879.6476 | 707155416.1383 | 710549296.0299 | 725564725.0843 | 2477939.0105 | 2643960.9243 | 2711113.0714 | 1 | 1.0275 | 1.0508 | 1 | 1.067 | 1.0941 | 1 | 1.067 | 1.0941 | 1 | 1.0048 | 1.026 | 1 | 1.067 | 1.0941
2032 | TE012032.SEP | TE01 | Sep - 2032 | 969561479.9599 | 994277134.603 | 1016757870.0893 | 194560303.422 | 207595843.7513 | 212868427.974 | 125850139.3222 | 134282098.6567 | 137692637.4324 | 646671082.6327 | 649753080.6549 | 663483486.3737 | 2479954.583 | 2646111.5401 | 2713318.3093 | 1 | 1.0255 | 1.0487 | 1 | 1.067 | 1.0941 | 1 | 1.067 | 1.0941 | 1 | 1.0048 | 1.026 | 1 | 1.067 | 1.0941
2032 | TE012032.OCT | TE01 | Oct - 2032 | 961566107.3389 | 984946513.0372 | 1007111245.8149 | 174030883.777 | 185690952.99 | 190407189.9404 | 128655455.8417 | 137275371.3831 | 140761934.2364 | 656392162.6995 | 659325914.107 | 673220432.985 | 2487605.0206 | 2654274.557 | 2721688.6531 | 1 | 1.0243 | 1.0474 | 1 | 1.067 | 1.0941 | 1 | 1.067 | 1.0941 | 1 | 1.0045 | 1.0256 | 1 | 1.067 | 1.0941
2032 | TE012032.NOV | TE01 | Nov - 2032 | 944819989.1117 | 969729102.3711 | 991682170.9789 | 203890342.9231 | 217550995.8989 | 223076424.1921 | 125065484.7153 | 133444872.1912 | 136834146.827 | 613376073.3381 | 616078444.2407 | 629049382.731 | 2488088.1353 | 2654790.0404 | 2722217.2288 | 1 | 1.0264 | 1.0496 | 1 | 1.067 | 1.0941 | 1 | 1.067 | 1.0941 | 1 | 1.0044 | 1.0256 | 1 | 1.067 | 1.0941
2032 | TE012032.DEC | TE01 | Dec - 2032 | 1034113756.1834 | 1064024268.9978 | 1088310038.6116 | 264903942.4727 | 282652506.6183 | 289831403.4593 | 137051900.2645 | 146234377.5822 | 149948484.0793 | 629655427.8407 | 632467232.6561 | 645792181.5719 | 2502485.6056 | 2670152.1411 | 2737969.501 | 1 | 1.0289 | 1.0524 | 1 | 1.067 | 1.0941 | 1 | 1.067 | 1.0941 | 1 | 1.0045 | 1.0256 | 1 | 1.067 | 1.0941
2033 | TE012033.JAN | TE01 | Jan - 2033 | 1057247863.1911 | 1088015222.681 | 1112858337.5637 | 277857223.9027 | 296473657.9042 | 304003588.6719 | 137384146.3783 | 146588884.1857 | 150311994.5525 | 639508562.0381 | 642287388.3507 | 655809768.1721 | 2497930.872 | 2665292.2405 | 2732986.1671 | 1 | 1.0291 | 1.0526 | 1 | 1.067 | 1.0941 | 1 | 1.067 | 1.0941 | 1 | 1.0043 | 1.0255 | 1 | 1.067 | 1.0941
2033 | TE012033.FEB | TE01 | Feb - 2033 | 952879635.9993 | 979580408.1347 | 1001879901.5929 | 232234022.0694 | 247793701.548 | 254087243.5461 | 124383690.7508 | 132717398.0311 | 136088196.0505 | 593742757.539 | 596381358.8175 | 608948242.8694 | 2519165.6401 | 2687949.738 | 2756219.1269 | 1 | 1.028 | 1.0514 | 1 | 1.067 | 1.0941 | 1 | 1.067 | 1.0941 | 1 | 1.0044 | 1.0256 | 1 | 1.067 | 1.0941
2033 | TE012033.MAR | TE01 | Mar - 2033 | 995673427.1256 | 1021999033.8396 | 1045137855.6073 | 225066428.0183 | 240145878.6955 | 246245178.8948 | 123674612.0943 | 131960811.1046 | 135312393.0924 | 644428381.2404 | 647220569.88 | 660840650.9043 | 2504005.7726 | 2671774.1593 | 2739632.7158 | 1 | 1.0264 | 1.0497 | 1 | 1.067 | 1.0941 | 1 | 1.067 | 1.0941 | 1 | 1.0043 | 1.0255 | 1 | 1.067 | 1.0941
2033 | TE012033.APR | TE01 | Apr - 2033 | 884113622.3989 | 907145220.5042 | 927664661.4684 | 187196886.1972 | 199739077.5724 | 204812113.1884 | 116521339.6529 | 124328269.4096 | 127485997.7142 | 577900993.7896 | 580416345.7781 | 592637424.5071 | 2494402.7591 | 2661527.744 | 2729126.0588 | 1 | 1.0261 | 1.0493 | 1 | 1.067 | 1.0941 | 1 | 1.067 | 1.0941 | 1 | 1.0044 | 1.0255 | 1 | 1.067 | 1.0941
2033 | TE012033.MAY | TE01 | May - 2033 | 929821262.7258 | 953118715.2073 | 974650816.5187 | 173511133.6338 | 185136379.5872 | 189838531.3087 | 126999534.0226 | 135508502.8021 | 138950190.1741 | 626815459.0571 | 629811522.6929 | 643132166.7248 | 2495136.0123 | 2662310.1251 | 2729928.3111 | 1 | 1.0251 | 1.0482 | 1 | 1.067 | 1.0941 | 1 | 1.067 | 1.0941 | 1 | 1.0048 | 1.026 | 1 | 1.067 | 1.0941
2033 | TE012033.JUN | TE01 | Jun - 2033 | 991444606.3166 | 1018542392.202 | 1041656540.6669 | 224430091.5038 | 239466907.6346 | 245548963.1143 | 137459616.5928 | 146669410.9046 | 150394566.5142 | 627059796.5475 | 629743800.1784 | 642983120.2985 | 2495101.6725 | 2662273.4845 | 2729890.7399 | 1 | 1.0273 | 1.0506 | 1 | 1.067 | 1.0941 | 1 | 1.067 | 1.0941 | 1 | 1.0043 | 1.0254 | 1 | 1.067 | 1.0941
2033 | TE012033.JUL | TE01 | Jul - 2033 | 1106110187.2459 | 1139355919.6115 | 1165496051.703 | 288488246.2983 | 307816958.8003 | 315634990.275 | 156580375.0057 | 167071260.1311 | 171314588.2937 | 658550133.091 | 661809341.8282 | 675820596.4521 | 2491432.8509 | 2658358.8519 | 2725876.6821 | 1 | 1.0301 | 1.0537 | 1 | 1.067 | 1.0941 | 1 | 1.067 | 1.0941 | 1 | 1.0049 | 1.0262 | 1 | 1.067 | 1.0941
2033 | TE012033.AUG | TE01 | Aug - 2033 | 1100504274.7046 | 1131346400.7488 | 1157123743.8798 | 261512954.8798 | 279034322.8568 | 286121323.934 | 147034971.5699 | 156886314.6651 | 160870962.3947 | 689470209.648 | 692773053.3334 | 707411373.3015 | 2486138.6068 | 2652709.8935 | 2720084.2497 | 1 | 1.028 | 1.0514 | 1 | 1.067 | 1.0941 | 1 | 1.067 | 1.0941 | 1 | 1.0048 | 1.026 | 1 | 1.067 | 1.0941
2033 | TE012033.SEP | TE01 | Sep - 2033 | 972745053.602 | 997740079.7526 | 1020313176.9227 | 195950409.6026 | 209079087.0459 | 214389343.1462 | 128709389.3744 | 137332918.4625 | 140820942.9146 | 645597047.0672 | 648673156.78 | 662380542.9729 | 2488207.5578 | 2654917.4642 | 2722347.889 | 1 | 1.0257 | 1.0489 | 1 | 1.067 | 1.0941 | 1 | 1.067 | 1.0941 | 1 | 1.0048 | 1.026 | 1 | 1.067 | 1.0941
2033 | TE012033.OCT | TE01 | Oct - 2033 | 929948972.4166 | 952197733.4224 | 973597980.3007 | 165404161.25 | 176486240.0537 | 180968692.8236 | 121559515.4858 | 129704003.0233 | 132998265.893 | 640489374.9616 | 643344342.9379 | 656900234.7252 | 2495920.7193 | 2663147.4075 | 2730786.8589 | 1 | 1.0239 | 1.0469 | 1 | 1.067 | 1.0941 | 1 | 1.067 | 1.0941 | 1 | 1.0045 | 1.0256 | 1 | 1.067 | 1.0941
2033 | TE012033.NOV | TE01 | Nov - 2033 | 956672031.5573 | 982829432.9512 | 1005146496.0947 | 217344567.8934 | 231906653.9423 | 237796691.7322 | 130747567.9233 | 139507654.9741 | 143050914.0649 | 606083451.0292 | 608751417.5277 | 621567530.1389 | 2496444.7114 | 2663706.5071 | 2731360.1588 | 1 | 1.0273 | 1.0507 | 1 | 1.067 | 1.0941 | 1 | 1.067 | 1.0941 | 1 | 1.0044 | 1.0255 | 1 | 1.067 | 1.0941
2033 | TE012033.DEC | TE01 | Dec - 2033 | 991725708.7893 | 1020936160.3783 | 1044273764.1454 | 265456394.7507 | 283241973.199 | 290435841.4968 | 128578411.1492 | 137193164.6962 | 140677639.6383 | 595179919.9912 | 597821803.7308 | 610413016.6214 | 2510982.8982 | 2679218.7524 | 2747266.3889 | 1 | 1.0295 | 1.053 | 1 | 1.067 | 1.0941 | 1 | 1.067 | 1.0941 | 1 | 1.0044 | 1.0256 | 1 | 1.067 | 1.0941
2034 | TE012034.JAN | TE01 | Jan - 2034 | 1062679219.461 | 1093577128.0275 | 1118545664.6326 | 280459005.1035 | 299249758.4455 | 306850197.4838 | 136442600.5628 | 145584254.8005 | 149281849.2758 | 643271034.5238 | 646068594.6996 | 659671169.4929 | 2506579.2708 | 2674520.082 | 2742448.3802 | 1 | 1.0291 | 1.0526 | 1 | 1.067 | 1.0941 | 1 | 1.067 | 1.0941 | 1 | 1.0043 | 1.0255 | 1 | 1.067 | 1.0941
2034 | TE012034.FEB | TE01 | Feb - 2034 | 957703553.3771 | 984511218.7114 | 1006921269.1969 | 234408599.7332 | 250113975.9153 | 256466448.9681 | 123531242.0031 | 131807835.2173 | 135155531.8756 | 597235972.3627 | 599892309.7691 | 612533688.8091 | 2527739.2781 | 2697097.8098 | 2765599.5442 | 1 | 1.028 | 1.0514 | 1 | 1.067 | 1.0941 | 1 | 1.067 | 1.0941 | 1 | 1.0044 | 1.0256 | 1 | 1.067 | 1.0941
2034 | TE012034.MAR | TE01 | Mar - 2034 | 1000733445.3124 | 1027162302.8845 | 1050416115.2519 | 227173890.2363 | 242394540.8821 | 248550953.3075 | 122827022.9323 | 131056433.4688 | 134385045.7902 | 648219798.8967 | 651030242.159 | 664730934.7085 | 2512733.2471 | 2681086.3747 | 2749181.4457 | 1 | 1.0264 | 1.0496 | 1 | 1.067 | 1.0941 | 1 | 1.067 | 1.0941 | 1 | 1.0043 | 1.0255 | 1 | 1.067 | 1.0941
2034 | TE012034.APR | TE01 | Apr - 2034 | 888476715.8586 | 911588585.3083 | 932206278.2464 | 188949748.0898 | 201609381.2118 | 206729919.3851 | 115722774.588 | 123476200.4854 | 126612287.6767 | 581301005.4825 | 583832102.337 | 596125333.5238 | 2503187.6983 | 2670901.2741 | 2738737.6607 | 1 | 1.026 | 1.0492 | 1 | 1.067 | 1.0941 | 1 | 1.067 | 1.0941 | 1 | 1.0044 | 1.0255 | 1 | 1.067 | 1.0941
2034 | TE012034.MAY | TE01 | May - 2034 | 934272234.431 | 957640442.3531 | 979272116.0098 | 175135845.7765 | 186869947.4435 | 191616128.8641 | 126129157.9058 | 134579811.4855 | 137997911.6647 | 630503253.1827 | 633518939.3611 | 646918473.626 | 2503977.566 | 2671744.0629 | 2739601.855 | 1 | 1.025 | 1.0482 | 1 | 1.067 | 1.0941 | 1 | 1.067 | 1.0941 | 1 | 1.0048 | 1.026 | 1 | 1.067 | 1.0941
2034 | TE012034.JUN | TE01 | Jun - 2034 | 996302171.0568 | 1023495171.7609 | 1046719166.0569 | 226531595.2358 | 241709212.1166 | 247848218.3475 | 136517553.5512 | 145664229.6392 | 149363855.3404 | 630749028.2036 | 633449968.3364 | 646767472.4611 | 2503994.0663 | 2671761.6687 | 2739619.9079 | 1 | 1.0273 | 1.0506 | 1 | 1.067 | 1.0941 | 1 | 1.067 | 1.0941 | 1 | 1.0043 | 1.0254 | 1 | 1.067 | 1.0941
2034 | TE012034.JUL | TE01 | Jul - 2034 | 1111621876.0187 | 1144998197.3016 | 1171265567.9373 | 291189573.5675 | 310699274.9966 | 318590512.4402 | 155507270.1332 | 165926257.2322 | 170140504.2528 | 662424634.393 | 665704740.4869 | 679798865.8745 | 2500397.925 | 2667924.586 | 2735685.3698 | 1 | 1.03 | 1.0537 | 1 | 1.067 | 1.0941 | 1 | 1.067 | 1.0941 | 1 | 1.005 | 1.0262 | 1 | 1.067 | 1.0941
2034 | TE012034.AUG | TE01 | Aug - 2034 | 1106010771.0595 | 1136970846.991 | 1162873954.7554 | 263961692.6892 | 281647126.0994 | 288800487.9713 | 146027284.9783 | 155811113.0718 | 159768452.4947 | 693526625.5391 | 696850263.7207 | 711575051.1415 | 2495167.8529 | 2662344.0991 | 2729963.1479 | 1 | 1.028 | 1.0514 | 1 | 1.067 | 1.0941 | 1 | 1.067 | 1.0941 | 1 | 1.0048 | 1.026 | 1 | 1.067 | 1.0941
2034 | TE012034.SEP | TE01 | Sep - 2034 | 977505174.1694 | 1002584269.4601 | 1025264464.116 | 197785237.162 | 211036848.0518 | 216396827.9789 | 127827294.9685 | 136391723.7314 | 139855843.4251 | 649395340.4297 | 652491076.8599 | 666279495.0214 | 2497301.6092 | 2664620.817 | 2732297.6906 | 1 | 1.0257 | 1.0489 | 1 | 1.067 | 1.0941 | 1 | 1.067 | 1.0941 | 1 | 1.0048 | 1.026 | 1 | 1.067 | 1.0941
2034 | TE012034.OCT | TE01 | Oct - 2034 | 934442083.4279 | 956758118.8238 | 978258258.0371 | 166952961.8579 | 178138810.3023 | 182663235.5687 | 120726421.8854 | 128815092.1517 | 132086778.1848 | 644257617.9434 | 647131294.1518 | 660767434.3505 | 2505081.7412 | 2672922.2179 | 2740809.9331 | 1 | 1.0239 | 1.0469 | 1 | 1.067 | 1.0941 | 1 | 1.067 | 1.0941 | 1 | 1.0045 | 1.0256 | 1 | 1.067 | 1.0941
2034 | TE012034.NOV | TE01 | Nov - 2034 | 961386181.1917 | 987637487.4238 | 1010061401.8866 | 219379724.6653 | 234078166.2179 | 240023356.7563 | 129851505.1045 | 138551555.9465 | 142070531.7348 | 609649270.8538 | 612334204.0933 | 625226048.286 | 2505680.5681 | 2673561.1661 | 2741465.1095 | 1 | 1.0273 | 1.0506 | 1 | 1.067 | 1.0941 | 1 | 1.067 | 1.0941 | 1 | 1.0044 | 1.0256 | 1 | 1.067 | 1.0941
2034 | TE012034.DEC | TE01 | Dec - 2034 | 996841198.4206 | 1026177134.7095 | 1049633020.9665 | 267942057.883 | 285894175.7612 | 293155405.5298 | 127697214.3869 | 136252927.7508 | 139713522.2607 | 598681590.1891 | 601340832.7265 | 614006593.6004 | 2520335.9616 | 2689198.471 | 2757499.5756 | 1 | 1.0294 | 1.053 | 1 | 1.067 | 1.0941 | 1 | 1.067 | 1.0941 | 1 | 1.0044 | 1.0256 | 1 | 1.067 | 1.0941

## Forecast W T&D Losses
Wires Energy Summary
|  | Date: |  |  | Monthly
|  | GWh |  |  | Excluding All Losses | [7 empty] | Including All Losses (T&D)
|  | Company | Year | Month | Res | Com | Ind | St Ltg | Retail | REC | Municipal | Total | Res | Com | Ind | St Ltg | Retail | REC | Municipal | Total | REC% | MUNI% | Company | REC | Municipal
CEI20241 | CEI2024 | CEI | 2024 | 1 | 535.0542 | 553.805 | 510.6438 | 7.2214 | 1606.7244 | 0 | 160.3471 | 1767.0714 | 585.4028 | 568.9664 | 558.6953 | 7.9009 | 1720.9655 | 0 | 162.7362 | 1883.7017 | 0% | 9.98% | CEI |  | 1.0149
CEI20242 | CEI2024 | CEI | 2024 | 2 | 492.0163 | 471.125 | 510.4177 | 7.8747 | 1481.4338 | 0 | 147.8434 | 1629.2771 | 538.315 | 483.9455 | 558.448 | 8.6157 | 1589.3243 | 0 | 150.0462 | 1739.3706 | 0% | 9.98% | CEI |  | 1.0149
CEI20243 | CEI2024 | CEI | 2024 | 3 | 446.0752 | 557.1262 | 481.8308 | 7.6462 | 1492.6783 | 0 | 148.9655 | 1641.6439 | 488.0509 | 572.2123 | 527.171 | 8.3657 | 1595.7999 | 0 | 151.1851 | 1746.9851 | 0% | 9.98% | CEI |  | 1.0149
CEI20244 | CEI2024 | CEI | 2024 | 4 | 394.7965 | 472.8878 | 434.1397 | 7.6024 | 1309.4265 | 0 | 130.6775 | 1440.104 | 431.9469 | 485.7284 | 474.9923 | 8.3178 | 1400.9854 | 0 | 132.6246 | 1533.61 | 0% | 9.98% | CEI |  | 1.0149
CEI20245 | CEI2024 | CEI | 2024 | 5 | 385.0729 | 465.9593 | 457.1692 | 7.6276 | 1315.829 | 0 | 131.3164 | 1447.1454 | 421.3082 | 478.6119 | 500.1889 | 8.3453 | 1408.4543 | 0 | 133.273 | 1541.7274 | 0% | 9.98% | CEI |  | 1.0149
CEI20246 | CEI2024 | CEI | 2024 | 6 | 475.6159 | 490.7487 | 496.3382 | 7.2748 | 1469.9776 | 0 | 146.7001 | 1616.6777 | 520.3713 | 504.1061 | 543.0436 | 7.9593 | 1575.4804 | 0 | 148.8859 | 1724.3664 | 0% | 9.98% | CEI |  | 1.0149
CEI20247 | CEI2024 | CEI | 2024 | 7 | 603.5209 | 512.5497 | 551.7176 | 7.8978 | 1675.686 | 0 | 167.2293 | 1842.9152 | 660.3123 | 526.6746 | 603.6342 | 8.6409 | 1799.262 | 0 | 169.721 | 1968.983 | 0% | 9.98% | CEI |  | 1.0149
CEI20248 | CEI2024 | CEI | 2024 | 8 | 548.7629 | 524.5758 | 535.87 | 7.5894 | 1616.7981 | 0 | 161.3524 | 1778.1505 | 600.4015 | 539.185 | 586.2954 | 8.3035 | 1734.1854 | 0 | 163.7565 | 1897.9419 | 0% | 9.98% | CEI |  | 1.0149
CEI20249 | CEI2024 | CEI | 2024 | 9 | 406.9234 | 488.8514 | 472.5156 | 7.5456 | 1375.8361 | 0 | 137.305 | 1513.1411 | 445.2149 | 502.2827 | 516.9794 | 8.2556 | 1472.7326 | 0 | 139.3508 | 1612.0835 | 0% | 9.98% | CEI |  | 1.0149
CEI202410 | CEI2024 | CEI | 2024 | 10 | 375.9945 | 498.0193 | 470.3381 | 7.5562 | 1351.9082 | 0 | 134.917 | 1486.8252 | 411.3756 | 511.702 | 514.5969 | 8.2672 | 1445.9418 | 0 | 136.9273 | 1582.8691 | 0% | 9.98% | CEI |  | 1.0149
CEI202411 | CEI2024 | CEI | 2024 | 11 | 427.9931 | 456.3921 | 453.9065 | 7.553 | 1345.8448 | 0 | 134.3119 | 1480.1567 | 468.2672 | 468.9154 | 496.6191 | 8.2638 | 1442.0656 | 0 | 136.3132 | 1578.3788 | 0% | 9.98% | CEI |  | 1.0149
CEI202412 | CEI2024 | CEI | 2024 | 12 | 516.4368 | 503.5971 | 499.1134 | 7.4669 | 1526.6143 | 0 | 152.3523 | 1678.9665 | 565.0335 | 517.2001 | 546.08 | 8.1695 | 1636.4831 | 0 | 154.6223 | 1791.1054 | 0% | 9.98% | CEI |  | 1.0149
CEI20251 | CEI2025 | CEI | 2025 | 1 | 555.1064 | 509.6497 | 510.5622 | 7.2199 | 1582.5382 | 0 | 157.9333 | 1740.4715 | 607.3419 | 523.5995 | 558.6061 | 7.8993 | 1697.4468 | 0 | 160.2865 | 1857.7334 | 0% | 9.98% | CEI |  | 1.0149
CEI20252 | CEI2025 | CEI | 2025 | 2 | 477.6155 | 467.1385 | 459.475 | 7.6055 | 1411.8345 | 0 | 140.8975 | 1552.7321 | 522.5591 | 479.873 | 502.7116 | 8.3211 | 1513.4648 | 0 | 142.9969 | 1656.4617 | 0% | 9.98% | CEI |  | 1.0149
CEI20253 | CEI2025 | CEI | 2025 | 3 | 464.3241 | 507.6574 | 480.7134 | 7.5504 | 1460.2453 | 0 | 145.7288 | 1605.9742 | 508.017 | 521.3705 | 525.9485 | 8.2609 | 1563.597 | 0 | 147.9002 | 1711.4972 | 0% | 9.98% | CEI |  | 1.0149
CEI20254 | CEI2025 | CEI | 2025 | 4 | 377.7696 | 479.9808 | 430.6732 | 7.4897 | 1295.9132 | 0 | 129.3289 | 1425.2421 | 413.3178 | 493.0825 | 471.1995 | 8.1945 | 1385.7942 | 0 | 131.2559 | 1517.0501 | 0% | 9.98% | CEI |  | 1.0149
CEI20255 | CEI2025 | CEI | 2025 | 5 | 374.5399 | 509.9698 | 478.7887 | 7.5338 | 1370.8321 | 0 | 136.8056 | 1507.6377 | 409.7841 | 523.8283 | 523.8427 | 8.2427 | 1465.6977 | 0 | 138.844 | 1604.5417 | 0% | 9.98% | CEI |  | 1.0149
CEI20256 | CEI2025 | CEI | 2025 | 6 | 483.6123 | 514.1703 | 495.3107 | 7.3105 | 1500.4038 | 0 | 149.7365 | 1650.1404 | 529.1202 | 528.2437 | 541.9194 | 7.9985 | 1607.2818 | 0 | 151.9676 | 1759.2494 | 0% | 9.98% | CEI |  | 1.0149
CEI20257 | CEI2025 | CEI | 2025 | 7 | 603.4538 | 518.6194 | 552.5863 | 7.6687 | 1682.3282 | 0 | 167.8921 | 1850.2204 | 660.2388 | 532.9327 | 604.5846 | 8.3903 | 1806.1465 | 0 | 170.3937 | 1976.5402 | 0% | 9.98% | CEI |  | 1.0149
CEI20258 | CEI2025 | CEI | 2025 | 8 | 571.698 | 536.914 | 537.4759 | 7.5007 | 1653.5886 | 0 | 165.024 | 1818.6126 | 625.4948 | 551.9055 | 588.0524 | 8.2065 | 1773.6592 | 0 | 167.4828 | 1941.142 | 0% | 9.98% | CEI |  | 1.0149
CEI20259 | CEI2025 | CEI | 2025 | 9 | 422.2029 | 500.9741 | 478.7737 | 7.4529 | 1409.4035 | 0 | 140.6549 | 1550.0585 | 461.9322 | 514.7054 | 523.8263 | 8.1542 | 1508.6181 | 0 | 142.7507 | 1651.3688 | 0% | 9.98% | CEI |  | 1.0149
CEI202510 | CEI2025 | CEI | 2025 | 10 | 357.082 | 512.1936 | 448.3285 | 7.4662 | 1325.0703 | 0 | 132.2387 | 1457.3089 | 390.6834 | 526.2681 | 490.5162 | 8.1687 | 1415.6364 | 0 | 134.209 | 1549.8454 | 0% | 9.98% | CEI |  | 1.0149
CEI202511 | CEI2025 | CEI | 2025 | 11 | 430.7333 | 450.9895 | 466.7965 | 7.4646 | 1355.9838 | 0 | 135.3238 | 1491.3076 | 471.2653 | 463.3677 | 510.722 | 8.167 | 1453.522 | 0 | 137.3401 | 1590.8621 | 0% | 9.98% | CEI |  | 1.0149
CEI202512 | CEI2025 | CEI | 2025 | 12 | 514.7713 | 518.8538 | 482.8357 | 7.3607 | 1523.8216 | 0 | 152.0736 | 1675.8951 | 563.2113 | 532.8005 | 528.2706 | 8.0534 | 1632.3358 | 0 | 154.3395 | 1786.6753 | 0% | 9.98% | CEI |  | 1.0149
CEI20261 | CEI2026 | CEI | 2026 | 1 | 559.8998 | 509.8614 | 506.1528 | 7.0111 | 1582.9251 | 0 | 157.9719 | 1740.897 | 612.5863 | 523.8536 | 553.7818 | 7.6709 | 1697.8925 | 0 | 160.3257 | 1858.2182 | 0% | 9.98% | CEI |  | 1.0149
CEI20262 | CEI2026 | CEI | 2026 | 2 | 481.7397 | 467.3326 | 455.5068 | 7.5548 | 1412.134 | 0 | 140.9274 | 1553.0614 | 527.0714 | 480.0779 | 498.37 | 8.2658 | 1513.7851 | 0 | 143.0272 | 1656.8123 | 0% | 9.98% | CEI |  | 1.0149
CEI20263 | CEI2026 | CEI | 2026 | 3 | 468.3336 | 507.8683 | 476.5618 | 7.4522 | 1460.2159 | 0 | 145.7259 | 1605.9417 | 512.4038 | 521.5007 | 521.4062 | 8.1534 | 1563.4641 | 0 | 147.8972 | 1711.3613 | 0% | 9.98% | CEI |  | 1.0149
CEI20264 | CEI2026 | CEI | 2026 | 4 | 381.0317 | 480.1802 | 426.9537 | 7.4177 | 1295.5833 | 0 | 129.296 | 1424.8793 | 416.8868 | 493.219 | 467.13 | 8.1158 | 1385.3516 | 0 | 131.2225 | 1516.574 | 0% | 9.98% | CEI |  | 1.0149
CEI20265 | CEI2026 | CEI | 2026 | 5 | 377.774 | 510.1816 | 474.6537 | 7.4479 | 1370.0573 | 0 | 136.7283 | 1506.7855 | 413.3225 | 524.0496 | 519.3186 | 8.1487 | 1464.8395 | 0 | 138.7655 | 1603.605 | 0% | 9.98% | CEI |  | 1.0149
CEI20266 | CEI2026 | CEI | 2026 | 6 | 487.7883 | 514.3839 | 491.033 | 7.1633 | 1500.3685 | 0 | 149.733 | 1650.1015 | 533.6892 | 528.4322 | 537.2392 | 7.8374 | 1607.1979 | 0 | 151.964 | 1759.162 | 0% | 9.98% | CEI |  | 1.0149
CEI20267 | CEI2026 | CEI | 2026 | 7 | 608.6646 | 518.8349 | 547.8139 | 7.6474 | 1682.9609 | 0 | 167.9553 | 1850.9161 | 665.94 | 533.1517 | 599.3632 | 8.367 | 1806.8219 | 0 | 170.4578 | 1977.2797 | 0% | 9.98% | CEI |  | 1.0149
CEI20268 | CEI2026 | CEI | 2026 | 8 | 576.6346 | 537.137 | 532.8341 | 7.406 | 1654.0117 | 0 | 165.0662 | 1819.078 | 630.896 | 552.1181 | 582.9738 | 8.1029 | 1774.0907 | 0 | 167.5257 | 1941.6164 | 0% | 9.98% | CEI |  | 1.0149
CEI20269 | CEI2026 | CEI | 2026 | 9 | 425.8486 | 501.1822 | 474.6388 | 7.3661 | 1409.0357 | 0 | 140.6182 | 1549.6539 | 465.921 | 514.961 | 519.3023 | 8.0592 | 1508.2435 | 0 | 142.7134 | 1650.9569 | 0% | 9.98% | CEI |  | 1.0149
CEI202610 | CEI2026 | CEI | 2026 | 10 | 360.1654 | 512.4064 | 444.4566 | 7.3767 | 1324.405 | 0 | 132.1723 | 1456.5773 | 394.057 | 526.4857 | 486.2799 | 8.0708 | 1414.8935 | 0 | 134.1417 | 1549.0351 | 0% | 9.98% | CEI |  | 1.0149
CEI202611 | CEI2026 | CEI | 2026 | 11 | 434.4527 | 451.1769 | 462.765 | 7.3762 | 1355.7708 | 0 | 135.3025 | 1491.0733 | 475.3346 | 463.557 | 506.3112 | 8.0703 | 1453.2733 | 0 | 137.3185 | 1590.5918 | 0% | 9.98% | CEI |  | 1.0149
CEI202612 | CEI2026 | CEI | 2026 | 12 | 519.2164 | 519.0693 | 478.6658 | 7.2901 | 1524.2416 | 0 | 152.1155 | 1676.3571 | 568.0747 | 533.0848 | 523.7082 | 7.9761 | 1632.8439 | 0 | 154.382 | 1787.2259 | 0% | 9.98% | CEI |  | 1.0149
CEI20271 | CEI2027 | CEI | 2027 | 1 | 564.6706 | 508.9339 | 501.8759 | 6.9685 | 1582.4489 | 0 | 157.9244 | 1740.3733 | 617.8061 | 522.8771 | 549.1025 | 7.6242 | 1697.4099 | 0 | 160.2775 | 1857.6874 | 0% | 9.98% | CEI |  | 1.0149
CEI20272 | CEI2027 | CEI | 2027 | 2 | 485.8446 | 466.4825 | 451.6579 | 7.4964 | 1411.4813 | 0 | 140.8623 | 1552.3436 | 531.5625 | 479.1932 | 494.1589 | 8.2018 | 1513.1165 | 0 | 142.9611 | 1656.0776 | 0% | 9.98% | CEI |  | 1.0149
CEI20273 | CEI2027 | CEI | 2027 | 3 | 472.3242 | 506.9444 | 472.535 | 7.3679 | 1459.1715 | 0 | 145.6216 | 1604.7931 | 516.7699 | 520.6197 | 517.0005 | 8.0612 | 1562.4513 | 0 | 147.7914 | 1710.2427 | 0% | 9.98% | CEI |  | 1.0149
CEI20274 | CEI2027 | CEI | 2027 | 4 | 384.2784 | 479.3066 | 423.3461 | 7.3219 | 1294.253 | 0 | 129.1632 | 1423.4162 | 420.439 | 492.3446 | 463.1829 | 8.0109 | 1383.9774 | 0 | 131.0877 | 1515.0652 | 0% | 9.98% | CEI |  | 1.0149
CEI20275 | CEI2027 | CEI | 2027 | 5 | 380.993 | 509.2535 | 470.643 | 7.3553 | 1368.2449 | 0 | 136.5474 | 1504.7923 | 416.8444 | 523.0901 | 514.9305 | 8.0475 | 1462.9125 | 0 | 138.582 | 1601.4945 | 0% | 9.98% | CEI |  | 1.0149
CEI20276 | CEI2027 | CEI | 2027 | 6 | 491.9447 | 513.4482 | 486.8839 | 7.0687 | 1499.3455 | 0 | 149.6309 | 1648.9764 | 538.2367 | 527.4653 | 532.6997 | 7.7339 | 1606.1356 | 0 | 151.8604 | 1757.996 | 0% | 9.98% | CEI |  | 1.0149
CEI20277 | CEI2027 | CEI | 2027 | 7 | 613.851 | 517.8911 | 543.1851 | 7.5574 | 1682.4846 | 0 | 167.9077 | 1850.3923 | 671.6144 | 532.1764 | 594.2988 | 8.2686 | 1806.3581 | 0 | 170.4096 | 1976.7677 | 0% | 9.98% | CEI |  | 1.0149
CEI20278 | CEI2027 | CEI | 2027 | 8 | 581.5481 | 536.1599 | 528.3318 | 7.3185 | 1653.3582 | 0 | 165.001 | 1818.3592 | 636.2717 | 551.1119 | 578.0478 | 8.0071 | 1773.4386 | 0 | 167.4595 | 1940.8981 | 0% | 9.98% | CEI |  | 1.0149
CEI20279 | CEI2027 | CEI | 2027 | 9 | 429.4772 | 500.2704 | 470.6282 | 7.2749 | 1407.6508 | 0 | 140.48 | 1548.1308 | 469.891 | 514.0074 | 514.9143 | 7.9595 | 1506.7723 | 0 | 142.5732 | 1649.3454 | 0% | 9.98% | CEI |  | 1.0149
CEI202710 | CEI2027 | CEI | 2027 | 10 | 363.2343 | 511.4742 | 440.701 | 7.2867 | 1322.6963 | 0 | 132.0018 | 1454.698 | 397.4147 | 525.5278 | 482.171 | 7.9723 | 1413.0858 | 0 | 133.9686 | 1547.0544 | 0% | 9.98% | CEI |  | 1.0149
CEI202711 | CEI2027 | CEI | 2027 | 11 | 438.1546 | 450.3561 | 458.8548 | 7.2852 | 1354.6507 | 0 | 135.1907 | 1489.8414 | 479.3849 | 462.7148 | 502.033 | 7.9708 | 1452.1035 | 0 | 137.2051 | 1589.3086 | 0% | 9.98% | CEI |  | 1.0149
CEI202712 | CEI2027 | CEI | 2027 | 12 | 523.6406 | 518.125 | 474.6212 | 7.1939 | 1523.5807 | 0 | 152.0495 | 1675.6302 | 572.9151 | 532.0958 | 519.2831 | 7.8708 | 1632.1649 | 0 | 154.3151 | 1786.4799 | 0% | 9.98% | CEI |  | 1.0149
CEI20281 | CEI2028 | CEI | 2028 | 1 | 553.4929 | 554.1472 | 494.657 | 6.8881 | 1609.1852 | 0 | 160.5926 | 1769.7779 | 605.5766 | 569.3329 | 541.2042 | 7.5362 | 1723.65 | 0 | 162.9855 | 1886.6355 | 0% | 9.98% | CEI |  | 1.0149
CEI20282 | CEI2028 | CEI | 2028 | 2 | 508.9718 | 471.4162 | 494.4381 | 7.3741 | 1482.2002 | 0 | 147.9199 | 1630.12 | 556.8661 | 484.2671 | 540.9647 | 8.068 | 1590.1658 | 0 | 150.1239 | 1740.2897 | 0% | 9.98% | CEI |  | 1.0149
CEI20283 | CEI2028 | CEI | 2028 | 3 | 461.4476 | 557.4705 | 466.7461 | 7.279 | 1492.9431 | 0 | 148.992 | 1641.9351 | 504.8698 | 572.4902 | 510.6669 | 7.9639 | 1595.9908 | 0 | 151.212 | 1747.2028 | 0% | 9.98% | CEI |  | 1.0149
CEI20284 | CEI2028 | CEI | 2028 | 4 | 408.4018 | 473.18 | 420.5481 | 7.2322 | 1309.3621 | 0 | 130.6711 | 1440.0332 | 446.8324 | 486.0589 | 460.1217 | 7.9128 | 1400.9257 | 0 | 132.6181 | 1533.5437 | 0% | 9.98% | CEI |  | 1.0149
CEI20285 | CEI2028 | CEI | 2028 | 5 | 398.343 | 466.2473 | 442.8566 | 7.2684 | 1314.7153 | 0 | 131.2053 | 1445.9206 | 435.8271 | 478.918 | 484.5294 | 7.9524 | 1407.2269 | 0 | 133.1602 | 1540.3871 | 0% | 9.98% | CEI |  | 1.0149
CEI20286 | CEI2028 | CEI | 2028 | 6 | 492.0062 | 491.052 | 480.7993 | 7.0039 | 1470.8615 | 0 | 146.7883 | 1617.6497 | 538.304 | 504.4711 | 526.0426 | 7.663 | 1576.4807 | 0 | 148.9754 | 1725.4561 | 0% | 9.98% | CEI |  | 1.0149
CEI20287 | CEI2028 | CEI | 2028 | 7 | 624.3191 | 512.8664 | 534.4449 | 7.4478 | 1679.0783 | 0 | 167.5678 | 1846.6461 | 683.0675 | 527.0175 | 584.7362 | 8.1487 | 1802.9699 | 0 | 170.0646 | 1973.0345 | 0% | 9.98% | CEI |  | 1.0149
CEI20288 | CEI2028 | CEI | 2028 | 8 | 567.674 | 524.9 | 519.0935 | 7.232 | 1618.8995 | 0 | 161.5621 | 1780.4616 | 621.0921 | 539.5446 | 567.9402 | 7.9125 | 1736.4895 | 0 | 163.9694 | 1900.4589 | 0% | 9.98% | CEI |  | 1.0149
CEI20289 | CEI2028 | CEI | 2028 | 9 | 420.9466 | 489.1535 | 457.7226 | 7.1886 | 1375.0112 | 0 | 137.2227 | 1512.2339 | 460.5576 | 502.5826 | 500.7943 | 7.865 | 1471.7995 | 0 | 139.2673 | 1611.0668 | 0% | 9.98% | CEI |  | 1.0149
CEI202810 | CEI2028 | CEI | 2028 | 10 | 388.9518 | 498.3271 | 455.6132 | 7.2007 | 1350.0929 | 0 | 134.7359 | 1484.8287 | 425.5522 | 512.0198 | 498.4864 | 7.8783 | 1443.9368 | 0 | 136.7434 | 1580.6802 | 0% | 9.98% | CEI |  | 1.0149
CEI202811 | CEI2028 | CEI | 2028 | 11 | 442.7423 | 456.6742 | 439.6961 | 7.1999 | 1346.3124 | 0 | 134.3586 | 1480.671 | 484.4044 | 469.2066 | 481.0715 | 7.8774 | 1442.5598 | 0 | 136.3605 | 1578.9203 | 0% | 9.98% | CEI |  | 1.0149
CEI202812 | CEI2028 | CEI | 2028 | 12 | 534.2339 | 503.9083 | 483.4876 | 7.1067 | 1528.7366 | 0 | 152.5641 | 1681.3006 | 584.5053 | 517.4878 | 528.9838 | 7.7754 | 1638.7524 | 0 | 154.8373 | 1793.5897 | 0% | 9.98% | CEI |  | 1.0149
CEI20291 | CEI2029 | CEI | 2029 | 1 | 575.4595 | 505.4126 | 494.0812 | 6.7813 | 1581.7346 | 0 | 157.8531 | 1739.5878 | 629.6102 | 519.2682 | 540.5743 | 7.4194 | 1696.8722 | 0 | 160.2052 | 1857.0773 | 0% | 9.98% | CEI |  | 1.0149
CEI20292 | CEI2029 | CEI | 2029 | 2 | 495.1274 | 463.2549 | 444.6432 | 7.3008 | 1410.3262 | 0 | 140.747 | 1551.0733 | 541.7189 | 475.8833 | 486.4841 | 7.9878 | 1512.074 | 0 | 142.8441 | 1654.9182 | 0% | 9.98% | CEI |  | 1.0149
CEI20293 | CEI2029 | CEI | 2029 | 3 | 481.3487 | 503.4369 | 465.196 | 7.1923 | 1457.1739 | 0 | 145.4223 | 1602.5962 | 526.6436 | 516.9892 | 508.9709 | 7.8691 | 1560.4729 | 0 | 147.5891 | 1708.062 | 0% | 9.98% | CEI |  | 1.0149
CEI20294 | CEI2029 | CEI | 2029 | 4 | 391.6207 | 475.9903 | 416.771 | 7.1503 | 1291.5323 | 0 | 128.8917 | 1420.4239 | 428.4722 | 488.933 | 455.9892 | 7.8231 | 1381.2175 | 0 | 130.8122 | 1512.0296 | 0% | 9.98% | CEI |  | 1.0149
CEI20295 | CEI2029 | CEI | 2029 | 5 | 388.2724 | 505.73 | 463.3334 | 7.1838 | 1364.5197 | 0 | 136.1756 | 1500.6953 | 424.8089 | 519.4738 | 506.9331 | 7.8598 | 1459.0756 | 0 | 138.2047 | 1597.2802 | 0% | 9.98% | CEI |  | 1.0149
CEI20296 | CEI2029 | CEI | 2029 | 6 | 501.3441 | 509.8956 | 479.3221 | 6.9055 | 1497.4673 | 0 | 149.4435 | 1646.9107 | 548.5206 | 523.8222 | 524.4263 | 7.5553 | 1604.3244 | 0 | 151.6702 | 1755.9946 | 0% | 9.98% | CEI |  | 1.0149
CEI20297 | CEI2029 | CEI | 2029 | 7 | 625.5796 | 514.3078 | 534.7488 | 7.378 | 1682.0142 | 0 | 167.8608 | 1849.875 | 684.4466 | 528.4975 | 585.0687 | 8.0723 | 1806.0851 | 0 | 170.3619 | 1976.447 | 0% | 9.98% | CEI |  | 1.0149
CEI20298 | CEI2029 | CEI | 2029 | 8 | 592.6595 | 532.4502 | 520.1262 | 7.1463 | 1652.3821 | 0 | 164.9036 | 1817.2857 | 648.4287 | 547.3016 | 569.0701 | 7.8187 | 1772.6191 | 0 | 167.3606 | 1939.9798 | 0% | 9.98% | CEI |  | 1.0149
CEI20299 | CEI2029 | CEI | 2029 | 9 | 437.6831 | 496.8091 | 463.3189 | 7.1042 | 1404.9152 | 0 | 140.207 | 1545.1223 | 478.869 | 510.4556 | 506.9172 | 7.7728 | 1504.0146 | 0 | 142.2961 | 1646.3107 | 0% | 9.98% | CEI |  | 1.0149
CEI202910 | CEI2029 | CEI | 2029 | 10 | 370.1745 | 507.9354 | 433.8564 | 7.1161 | 1319.0824 | 0 | 131.6411 | 1450.7235 | 405.0079 | 521.8919 | 474.6823 | 7.7857 | 1409.3678 | 0 | 133.6026 | 1542.9704 | 0% | 9.98% | CEI |  | 1.0149
CEI202911 | CEI2029 | CEI | 2029 | 11 | 446.5262 | 447.2401 | 451.7283 | 7.1154 | 1352.61 | 0 | 134.9871 | 1487.5971 | 488.5443 | 459.5131 | 494.2359 | 7.785 | 1450.0783 | 0 | 136.9984 | 1587.0767 | 0% | 9.98% | CEI |  | 1.0149
CEI202912 | CEI2029 | CEI | 2029 | 12 | 533.6455 | 514.5401 | 467.2498 | 7.0258 | 1522.4613 | 0 | 151.9378 | 1674.3991 | 583.8616 | 528.4179 | 511.218 | 7.6869 | 1631.1844 | 0 | 154.2017 | 1785.3861 | 0% | 9.98% | CEI |  | 1.0149
CEI20301 | CEI2030 | CEI | 2030 | 1 | 579.9047 | 503.0334 | 488.7048 | 6.7085 | 1578.3513 | 0 | 157.5155 | 1735.8668 | 634.4737 | 516.819 | 534.6919 | 7.3397 | 1693.3243 | 0 | 159.8625 | 1853.1868 | 0% | 9.98% | CEI |  | 1.0149
CEI20302 | CEI2030 | CEI | 2030 | 2 | 498.952 | 461.0741 | 439.8047 | 7.2199 | 1407.0507 | 0 | 140.4201 | 1547.4708 | 545.9034 | 473.6412 | 481.1903 | 7.8993 | 1508.6342 | 0 | 142.5124 | 1651.1466 | 0% | 9.98% | CEI |  | 1.0149
CEI20303 | CEI2030 | CEI | 2030 | 3 | 485.0669 | 501.0669 | 460.1338 | 7.1095 | 1453.3772 | 0 | 145.0434 | 1598.4206 | 530.7117 | 514.5687 | 503.4324 | 7.7785 | 1556.4913 | 0 | 147.2045 | 1703.6959 | 0% | 9.98% | CEI |  | 1.0149
CEI20304 | CEI2030 | CEI | 2030 | 4 | 394.6457 | 473.7496 | 412.2358 | 7.0649 | 1287.696 | 0 | 128.5088 | 1416.2049 | 431.7819 | 486.6372 | 451.0272 | 7.7297 | 1377.176 | 0 | 130.4236 | 1507.5996 | 0% | 9.98% | CEI |  | 1.0149
CEI20305 | CEI2030 | CEI | 2030 | 5 | 391.2717 | 503.3493 | 458.2915 | 7.0995 | 1360.012 | 0 | 135.7258 | 1495.7378 | 428.0903 | 517.0274 | 501.4168 | 7.7676 | 1454.3021 | 0 | 137.7481 | 1592.0502 | 0% | 9.98% | CEI |  | 1.0149
CEI20306 | CEI2030 | CEI | 2030 | 6 | 505.2167 | 507.4953 | 474.1062 | 6.8233 | 1493.6416 | 0 | 149.0617 | 1642.7032 | 552.7576 | 521.3567 | 518.7196 | 7.4654 | 1600.2993 | 0 | 151.2827 | 1751.582 | 0% | 9.98% | CEI |  | 1.0149
CEI20307 | CEI2030 | CEI | 2030 | 7 | 630.4119 | 511.8867 | 528.9298 | 7.292 | 1678.5204 | 0 | 167.5121 | 1846.0325 | 689.7336 | 526.0089 | 578.7021 | 7.9782 | 1802.4228 | 0 | 170.008 | 1972.4309 | 0% | 9.98% | CEI |  | 1.0149
CEI20308 | CEI2030 | CEI | 2030 | 8 | 597.2375 | 529.9437 | 514.4663 | 7.0634 | 1648.7109 | 0 | 164.5372 | 1813.2481 | 653.4375 | 544.7255 | 562.8776 | 7.7281 | 1768.7688 | 0 | 166.9888 | 1935.7576 | 0% | 9.98% | CEI |  | 1.0149
CEI20309 | CEI2030 | CEI | 2030 | 9 | 441.064 | 494.4703 | 458.2771 | 7.0207 | 1400.8322 | 0 | 139.7995 | 1540.6317 | 482.5681 | 508.0487 | 501.401 | 7.6814 | 1499.6992 | 0 | 141.8825 | 1641.5817 | 0% | 9.98% | CEI |  | 1.0149
CEI203010 | CEI2030 | CEI | 2030 | 10 | 373.0339 | 505.5442 | 429.1353 | 7.0329 | 1314.7464 | 0 | 131.2084 | 1445.9548 | 408.1364 | 519.4351 | 469.517 | 7.6947 | 1404.7832 | 0 | 133.1634 | 1537.9466 | 0% | 9.98% | CEI |  | 1.0149
CEI203011 | CEI2030 | CEI | 2030 | 11 | 449.9754 | 445.1347 | 446.8127 | 7.0322 | 1348.955 | 0 | 134.6223 | 1483.5774 | 492.3181 | 457.3502 | 488.8578 | 7.694 | 1446.22 | 0 | 136.6282 | 1582.8482 | 0% | 9.98% | CEI |  | 1.0149
CEI203012 | CEI2030 | CEI | 2030 | 12 | 537.7677 | 512.1179 | 462.1653 | 6.9414 | 1518.9924 | 0 | 151.5916 | 1670.584 | 588.3716 | 525.9253 | 505.6551 | 7.5946 | 1627.5466 | 0 | 153.8503 | 1781.3969 | 0% | 9.98% | CEI |  | 1.0149
CEI20311 | CEI2031 | CEI | 2031 | 1 | 584.5486 | 500.7837 | 483.7722 | 6.6255 | 1575.7301 | 0 | 157.2539 | 1732.984 | 639.5547 | 514.5091 | 529.2952 | 7.249 | 1690.6079 | 0 | 159.597 | 1850.2049 | 0% | 9.98% | CEI |  | 1.0149
CEI20312 | CEI2031 | CEI | 2031 | 2 | 502.9477 | 459.0121 | 435.3657 | 7.1315 | 1404.457 | 0 | 140.1613 | 1544.6183 | 550.2751 | 471.5243 | 476.3336 | 7.8025 | 1505.9355 | 0 | 142.2497 | 1648.1852 | 0% | 9.98% | CEI |  | 1.0149
CEI20313 | CEI2031 | CEI | 2031 | 3 | 488.9514 | 498.8261 | 455.4896 | 7.0271 | 1450.2942 | 0 | 144.7357 | 1595.03 | 534.9617 | 512.2625 | 498.3512 | 7.6883 | 1553.2638 | 0 | 146.8923 | 1700.1561 | 0% | 9.98% | CEI |  | 1.0149
CEI20314 | CEI2031 | CEI | 2031 | 4 | 397.8061 | 471.6309 | 408.0751 | 6.9829 | 1284.495 | 0 | 128.1894 | 1412.6844 | 435.2397 | 484.4612 | 446.475 | 7.64 | 1373.8158 | 0 | 130.0994 | 1503.9152 | 0% | 9.98% | CEI |  | 1.0149
CEI20315 | CEI2031 | CEI | 2031 | 5 | 394.405 | 501.0983 | 453.6659 | 7.0179 | 1356.1872 | 0 | 135.3441 | 1491.5313 | 431.5186 | 514.7158 | 496.3559 | 7.6783 | 1450.2686 | 0 | 137.3607 | 1587.6293 | 0% | 9.98% | CEI |  | 1.0149
CEI20316 | CEI2031 | CEI | 2031 | 6 | 509.2626 | 505.2257 | 469.321 | 6.7452 | 1490.5545 | 0 | 148.7536 | 1639.3081 | 557.1842 | 519.0273 | 513.4841 | 7.38 | 1597.0756 | 0 | 150.97 | 1748.0456 | 0% | 9.98% | CEI |  | 1.0149
CEI20317 | CEI2031 | CEI | 2031 | 7 | 635.4603 | 509.5974 | 523.5912 | 7.2073 | 1675.8563 | 0 | 167.2462 | 1843.1025 | 695.2572 | 523.6574 | 572.8612 | 7.8855 | 1799.6612 | 0 | 169.7382 | 1969.3994 | 0% | 9.98% | CEI |  | 1.0149
CEI20318 | CEI2031 | CEI | 2031 | 8 | 602.0203 | 527.5737 | 509.2738 | 6.9821 | 1645.8499 | 0 | 164.2517 | 1810.1015 | 658.6704 | 542.2905 | 557.1964 | 7.6391 | 1765.7964 | 0 | 166.699 | 1932.4955 | 0% | 9.98% | CEI |  | 1.0149
CEI20319 | CEI2031 | CEI | 2031 | 9 | 444.5961 | 492.259 | 453.6517 | 6.9397 | 1397.4465 | 0 | 139.4616 | 1536.9081 | 486.4326 | 505.7769 | 496.3403 | 7.5927 | 1496.1425 | 0 | 141.5396 | 1637.6821 | 0% | 9.98% | CEI |  | 1.0149
CEI203110 | CEI2031 | CEI | 2031 | 10 | 376.0213 | 503.2834 | 424.804 | 6.952 | 1311.0607 | 0 | 130.8406 | 1441.9012 | 411.4049 | 517.1122 | 464.7781 | 7.6062 | 1400.9013 | 0 | 132.7901 | 1533.6914 | 0% | 9.98% | CEI |  | 1.0149
CEI203111 | CEI2031 | CEI | 2031 | 11 | 453.5789 | 443.144 | 442.3029 | 6.9516 | 1345.9775 | 0 | 134.3252 | 1480.3026 | 496.2607 | 455.3049 | 483.9237 | 7.6057 | 1443.0949 | 0 | 136.3266 | 1579.4215 | 0% | 9.98% | CEI |  | 1.0149
CEI203112 | CEI2031 | CEI | 2031 | 12 | 542.0743 | 509.8277 | 457.5006 | 6.8609 | 1516.2635 | 0 | 151.3193 | 1667.5828 | 593.0834 | 523.5728 | 500.5514 | 7.5065 | 1624.7142 | 0 | 153.5739 | 1778.2881 | 0% | 9.98% | CEI |  | 1.0149
CEI20321 | CEI2032 | CEI | 2032 | 1 | 572.7141 | 544.3766 | 476.6229 | 6.5417 | 1600.2553 | 0 | 159.7015 | 1759.9568 | 626.6065 | 559.2975 | 521.4732 | 7.1572 | 1714.5344 | 0 | 162.081 | 1876.6154 | 0% | 9.98% | CEI |  | 1.0149
CEI20322 | CEI2032 | CEI | 2032 | 2 | 526.6469 | 463.1042 | 476.412 | 7.0542 | 1473.2174 | 0 | 147.0234 | 1620.2408 | 576.2044 | 475.7277 | 521.2424 | 7.718 | 1580.8925 | 0 | 149.214 | 1730.1066 | 0% | 9.98% | CEI |  | 1.0149
CEI20323 | CEI2032 | CEI | 2032 | 3 | 477.4723 | 547.6413 | 449.7296 | 6.9468 | 1481.7899 | 0 | 147.8789 | 1629.6688 | 522.4024 | 562.3914 | 492.0491 | 7.6005 | 1584.4434 | 0 | 150.0823 | 1734.5257 | 0% | 9.98% | CEI |  | 1.0149
CEI20324 | CEI2032 | CEI | 2032 | 4 | 422.5844 | 464.837 | 405.2159 | 6.9034 | 1299.5407 | 0 | 129.6909 | 1429.2315 | 462.3495 | 477.4804 | 443.3467 | 7.553 | 1390.7296 | 0 | 131.6233 | 1522.3529 | 0% | 9.98% | CEI |  | 1.0149
CEI20325 | CEI2032 | CEI | 2032 | 5 | 412.1763 | 458.0265 | 426.7111 | 6.9381 | 1303.852 | 0 | 130.1212 | 1433.9731 | 450.9621 | 470.4735 | 466.8646 | 7.591 | 1395.8911 | 0 | 132.06 | 1527.9511 | 0% | 9.98% | CEI |  | 1.0149
CEI20326 | CEI2032 | CEI | 2032 | 6 | 509.0922 | 482.3938 | 463.2705 | 6.6627 | 1461.4192 | 0 | 145.846 | 1607.2651 | 556.9977 | 495.5702 | 506.8642 | 7.2896 | 1566.7218 | 0 | 148.0191 | 1714.7409 | 0% | 9.98% | CEI |  | 1.0149
CEI20327 | CEI2032 | CEI | 2032 | 7 | 645.9999 | 503.8236 | 514.9603 | 7.1307 | 1671.9145 | 0 | 166.8529 | 1838.7674 | 706.7884 | 517.7239 | 563.4181 | 7.8017 | 1795.7321 | 0 | 169.339 | 1965.0711 | 0% | 9.98% | CEI |  | 1.0149
CEI20328 | CEI2032 | CEI | 2032 | 8 | 587.3876 | 515.645 | 500.1686 | 6.9025 | 1610.1037 | 0 | 160.6843 | 1770.788 | 642.6608 | 530.0283 | 547.2344 | 7.552 | 1727.4755 | 0 | 163.0785 | 1890.554 | 0% | 9.98% | CEI |  | 1.0149
CEI20329 | CEI2032 | CEI | 2032 | 9 | 435.5648 | 480.5288 | 441.0351 | 6.8604 | 1363.9891 | 0 | 136.1227 | 1500.1117 | 476.5514 | 493.7257 | 482.5365 | 7.5059 | 1460.3195 | 0 | 138.1509 | 1598.4704 | 0% | 9.98% | CEI |  | 1.0149
CEI203210 | CEI2032 | CEI | 2032 | 10 | 402.459 | 489.5407 | 439.0026 | 6.8727 | 1337.875 | 0 | 133.5166 | 1471.3916 | 440.3304 | 502.9918 | 480.3128 | 7.5195 | 1431.1544 | 0 | 135.506 | 1566.6604 | 0% | 9.98% | CEI |  | 1.0149
CEI203211 | CEI2032 | CEI | 2032 | 11 | 458.1174 | 448.6222 | 423.6658 | 6.8724 | 1337.2778 | 0 | 133.457 | 1470.7348 | 501.2263 | 460.9332 | 463.5327 | 7.5191 | 1433.2114 | 0 | 135.4455 | 1568.6568 | 0% | 9.98% | CEI |  | 1.0149
CEI203212 | CEI2032 | CEI | 2032 | 12 | 552.7863 | 495.0235 | 465.8608 | 6.7826 | 1520.4532 | 0 | 151.7374 | 1672.1906 | 604.8035 | 508.3714 | 509.6983 | 7.4209 | 1630.2941 | 0 | 153.9983 | 1784.2924 | 0% | 9.98% | CEI |  | 1.0149
CEI20331 | CEI2033 | CEI | 2033 | 1 | 595.6481 | 496.2026 | 476.0653 | 6.4654 | 1574.3814 | 0 | 157.1193 | 1731.5007 | 651.6986 | 509.8021 | 520.863 | 7.0738 | 1689.4376 | 0 | 159.4604 | 1848.8979 | 0% | 9.98% | CEI |  | 1.0149
CEI20332 | CEI2033 | CEI | 2033 | 2 | 512.4977 | 454.8131 | 428.4299 | 6.9757 | 1402.7164 | 0 | 139.9876 | 1542.7039 | 560.7238 | 467.2103 | 468.7452 | 7.6321 | 1504.3113 | 0 | 142.0734 | 1646.3847 | 0% | 9.98% | CEI |  | 1.0149
CEI20333 | CEI2033 | CEI | 2033 | 3 | 498.2356 | 494.2628 | 448.2333 | 6.8685 | 1447.6003 | 0 | 144.4669 | 1592.0672 | 545.1196 | 507.5776 | 490.412 | 7.5149 | 1550.6242 | 0 | 146.6194 | 1697.2436 | 0% | 9.98% | CEI |  | 1.0149
CEI20334 | CEI2033 | CEI | 2033 | 4 | 405.3597 | 467.3165 | 401.5741 | 6.8247 | 1281.075 | 0 | 127.8481 | 1408.923 | 443.5041 | 480.0286 | 439.3622 | 7.4669 | 1370.3618 | 0 | 129.753 | 1500.1148 | 0% | 9.98% | CEI |  | 1.0149
CEI20335 | CEI2033 | CEI | 2033 | 5 | 401.894 | 496.5142 | 446.4386 | 6.8598 | 1351.7067 | 0 | 134.8969 | 1486.6036 | 439.7123 | 510.007 | 488.4485 | 7.5053 | 1445.673 | 0 | 136.9069 | 1582.5799 | 0% | 9.98% | CEI |  | 1.0149
CEI20336 | CEI2033 | CEI | 2033 | 6 | 518.9325 | 500.6039 | 461.8443 | 6.5853 | 1487.966 | 0 | 148.4953 | 1636.4613 | 567.7641 | 514.278 | 505.3038 | 7.205 | 1594.5509 | 0 | 150.7079 | 1745.2587 | 0% | 9.98% | CEI |  | 1.0149
CEI20337 | CEI2033 | CEI | 2033 | 7 | 647.5265 | 504.9357 | 515.25 | 7.0518 | 1674.764 | 0 | 167.1372 | 1841.9012 | 708.4588 | 518.8666 | 563.735 | 7.7154 | 1798.7757 | 0 | 169.6276 | 1968.4033 | 0% | 9.98% | CEI |  | 1.0149
CEI20338 | CEI2033 | CEI | 2033 | 8 | 613.4515 | 522.7475 | 501.1606 | 6.8248 | 1644.1843 | 0 | 164.0855 | 1808.2698 | 671.1773 | 537.329 | 548.3198 | 7.467 | 1764.293 | 0 | 166.5303 | 1930.8234 | 0% | 9.98% | CEI |  | 1.0149
CEI20339 | CEI2033 | CEI | 2033 | 9 | 453.0381 | 487.7558 | 446.4246 | 6.7826 | 1394.0012 | 0 | 139.1178 | 1533.119 | 495.669 | 501.1503 | 488.4332 | 7.4209 | 1492.6734 | 0 | 141.1907 | 1633.864 | 0% | 9.98% | CEI |  | 1.0149
CEI203310 | CEI2033 | CEI | 2033 | 10 | 383.1612 | 498.6794 | 418.0365 | 6.7952 | 1306.6722 | 0 | 130.4026 | 1437.0749 | 419.2166 | 512.3816 | 457.3737 | 7.4346 | 1396.4066 | 0 | 132.3456 | 1528.7522 | 0% | 9.98% | CEI |  | 1.0149
CEI203311 | CEI2033 | CEI | 2033 | 11 | 462.1915 | 439.0902 | 435.2567 | 6.795 | 1343.3333 | 0 | 134.0613 | 1477.3946 | 505.6837 | 451.1397 | 476.2143 | 7.4344 | 1440.4721 | 0 | 136.0588 | 1576.5309 | 0% | 9.98% | CEI |  | 1.0149
CEI203312 | CEI2033 | CEI | 2033 | 12 | 552.3672 | 505.1638 | 450.2122 | 6.7051 | 1514.4483 | 0 | 151.1381 | 1665.5865 | 604.3449 | 518.784 | 492.5772 | 7.3361 | 1623.0422 | 0 | 153.3901 | 1776.4323 | 0% | 9.98% | CEI |  | 1.0149
CEI20341 | CEI2034 | CEI | 2034 | 1 | 602.622 | 494.0054 | 473.5456 | 6.3879 | 1576.5609 | 0 | 157.3368 | 1733.8977 | 659.3287 | 507.5451 | 518.1062 | 6.9891 | 1691.9691 | 0 | 159.6811 | 1851.6502 | 0% | 9.98% | CEI |  | 1.0149
CEI20342 | CEI2034 | CEI | 2034 | 2 | 518.4981 | 452.7992 | 426.1623 | 6.8978 | 1404.3574 | 0 | 140.1513 | 1544.5087 | 567.2888 | 465.1417 | 466.2642 | 7.5469 | 1506.2416 | 0 | 142.2396 | 1648.4811 | 0% | 9.98% | CEI |  | 1.0149
CEI20343 | CEI2034 | CEI | 2034 | 3 | 504.069 | 492.0743 | 445.8609 | 6.7918 | 1448.7959 | 0 | 144.5862 | 1593.3821 | 551.5019 | 505.3289 | 487.8164 | 7.4309 | 1552.0781 | 0 | 146.7405 | 1698.8186 | 0% | 9.98% | CEI |  | 1.0149
CEI20344 | CEI2034 | CEI | 2034 | 4 | 410.1057 | 465.2472 | 399.4486 | 6.7482 | 1281.5497 | 0 | 127.8954 | 1409.4452 | 448.6966 | 477.9029 | 437.0367 | 7.3832 | 1371.0195 | 0 | 129.8011 | 1500.8205 | 0% | 9.98% | CEI |  | 1.0149
CEI20345 | CEI2034 | CEI | 2034 | 5 | 406.5994 | 494.3157 | 444.0757 | 6.7834 | 1351.7743 | 0 | 134.9037 | 1486.6779 | 444.8604 | 507.7488 | 485.8632 | 7.4218 | 1445.8942 | 0 | 136.9137 | 1582.808 | 0% | 9.98% | CEI |  | 1.0149
CEI20346 | CEI2034 | CEI | 2034 | 6 | 525.0082 | 498.3873 | 459.3998 | 6.5095 | 1489.3048 | 0 | 148.6289 | 1637.9337 | 574.4115 | 512.0011 | 502.6293 | 7.122 | 1596.164 | 0 | 150.8434 | 1747.0074 | 0% | 9.98% | CEI |  | 1.0149
CEI20347 | CEI2034 | CEI | 2034 | 7 | 655.1078 | 502.6998 | 512.5228 | 6.9753 | 1677.3057 | 0 | 167.3909 | 1844.6966 | 716.7534 | 516.5692 | 560.7512 | 7.6317 | 1801.7055 | 0 | 169.885 | 1971.5905 | 0% | 9.98% | CEI |  | 1.0149
CEI20348 | CEI2034 | CEI | 2034 | 8 | 620.6338 | 520.4328 | 498.508 | 6.7488 | 1646.3233 | 0 | 164.2989 | 1810.6223 | 679.0355 | 534.9499 | 545.4176 | 7.3838 | 1766.7868 | 0 | 166.747 | 1933.5337 | 0% | 9.98% | CEI |  | 1.0149
CEI20349 | CEI2034 | CEI | 2034 | 9 | 458.3423 | 485.5961 | 444.0617 | 6.7068 | 1394.7069 | 0 | 139.1882 | 1533.8952 | 501.4723 | 498.9314 | 485.848 | 7.3379 | 1493.5896 | 0 | 141.2622 | 1634.8518 | 0% | 9.98% | CEI |  | 1.0149
CEI203410 | CEI2034 | CEI | 2034 | 10 | 387.6472 | 496.4712 | 415.8239 | 6.7195 | 1306.6619 | 0 | 130.4016 | 1437.0635 | 424.1249 | 510.1128 | 454.9529 | 7.3518 | 1396.5424 | 0 | 132.3446 | 1528.887 | 0% | 9.98% | CEI |  | 1.0149
CEI203411 | CEI2034 | CEI | 2034 | 11 | 467.6028 | 437.1459 | 432.9529 | 6.7195 | 1344.4211 | 0 | 134.1698 | 1478.591 | 511.6043 | 449.1421 | 473.6938 | 7.3518 | 1441.7919 | 0 | 136.169 | 1577.9609 | 0% | 9.98% | CEI |  | 1.0149
CEI203412 | CEI2034 | CEI | 2034 | 12 | 558.8344 | 502.927 | 447.8293 | 6.6299 | 1516.2205 | 0 | 151.315 | 1667.5355 | 611.4207 | 516.4869 | 489.9701 | 7.2537 | 1625.1314 | 0 | 153.5696 | 1778.701 | 0% | 9.98% | CEI |  | 1.0149
OE20241 | OE2024 | OE | 2024 | 1 | 962.4635 | 667.5619 | 522.5182 | 9.3136 | 2161.8573 | 84.915 | 189.2697 | 2436.042 | 1053.0313 | 690.4354 | 571.6872 | 10.19 | 2325.344 | 86.9487 | 193.8027 | 2606.0954 | 3.928% | 8.755% | OE | 1.0239 | 1.0239
OE20242 | OE2024 | OE | 2024 | 2 | 888.0378 | 628.6384 | 540.3485 | 9.301 | 2066.3257 | 81.1626 | 180.9059 | 2328.3943 | 971.6021 | 649.6725 | 591.1953 | 10.1763 | 2222.6462 | 83.1065 | 185.2386 | 2490.9913 | 3.928% | 8.755% | OE | 1.0239 | 1.0239
OE20243 | OE2024 | OE | 2024 | 3 | 789.5287 | 655.3987 | 513.0959 | 9.3119 | 1967.3352 | 77.2744 | 172.2394 | 2216.849 | 863.8234 | 672.7392 | 561.3782 | 10.1881 | 2108.129 | 79.1251 | 176.3645 | 2363.6186 | 3.928% | 8.755% | OE | 1.0239 | 1.0239
OE20244 | OE2024 | OE | 2024 | 4 | 687.9361 | 559.3189 | 461.8612 | 9.2203 | 1718.3364 | 67.4941 | 150.4396 | 1936.2701 | 752.6709 | 575.6384 | 505.3223 | 10.0879 | 1843.7194 | 69.1105 | 154.0426 | 2066.8726 | 3.928% | 8.755% | OE | 1.0239 | 1.0239
OE20245 | OE2024 | OE | 2024 | 5 | 659.6282 | 587.8487 | 480.6457 | 9.2924 | 1737.415 | 68.2434 | 152.1099 | 1957.7684 | 721.6993 | 606.1618 | 525.8745 | 10.1668 | 1863.9023 | 69.8779 | 155.753 | 2089.5332 | 3.928% | 8.755% | OE | 1.0239 | 1.0239
OE20246 | OE2024 | OE | 2024 | 6 | 771.6166 | 648.3072 | 519.815 | 9.3129 | 1949.0516 | 76.5563 | 170.6386 | 2196.2465 | 844.2257 | 669.5141 | 568.7296 | 10.1892 | 2092.6586 | 78.3898 | 174.7254 | 2345.7738 | 3.928% | 8.755% | OE | 1.0239 | 1.0239
OE20247 | OE2024 | OE | 2024 | 7 | 913.0848 | 650.2723 | 577.2506 | 9.2938 | 2149.9015 | 84.4454 | 188.223 | 2422.5698 | 999.006 | 671.5725 | 631.5699 | 10.1684 | 2312.3168 | 86.4679 | 192.7309 | 2591.5155 | 3.928% | 8.755% | OE | 1.0239 | 1.0239
OE20248 | OE2024 | OE | 2024 | 8 | 869.7917 | 711.6797 | 575.85 | 9.2592 | 2166.5805 | 85.1005 | 189.6832 | 2441.3642 | 951.6391 | 736.5009 | 630.0375 | 10.1305 | 2328.3079 | 87.1387 | 194.2261 | 2609.6726 | 3.928% | 8.755% | OE | 1.0239 | 1.0239
OE20249 | OE2024 | OE | 2024 | 9 | 691.1633 | 655.4109 | 490.1117 | 9.2736 | 1845.9595 | 72.5069 | 161.613 | 2080.0794 | 756.2018 | 677.8407 | 536.2312 | 10.1463 | 1980.42 | 74.2435 | 165.4836 | 2220.1471 | 3.928% | 8.755% | OE | 1.0239 | 1.0239
OE202410 | OE2024 | OE | 2024 | 10 | 638.8299 | 654.8193 | 533.1651 | 9.2944 | 1836.1087 | 72.12 | 160.7505 | 2068.9792 | 698.9438 | 674.821 | 583.3359 | 10.169 | 1967.2697 | 73.8473 | 164.6005 | 2205.7175 | 3.928% | 8.755% | OE | 1.0239 | 1.0239
OE202411 | OE2024 | OE | 2024 | 11 | 752.2407 | 615.1369 | 460.1344 | 9.2648 | 1836.7769 | 72.1463 | 160.809 | 2069.7322 | 823.0266 | 633.8564 | 503.4331 | 10.1366 | 1970.4527 | 73.8742 | 164.6604 | 2208.9873 | 3.928% | 8.755% | OE | 1.0239 | 1.0239
OE202412 | OE2024 | OE | 2024 | 12 | 948.1058 | 614.4079 | 544.2625 | 9.318 | 2116.0943 | 83.1175 | 185.2632 | 2384.475 | 1037.3225 | 633.0655 | 595.4776 | 10.1949 | 2276.0606 | 85.1081 | 189.7002 | 2550.869 | 3.928% | 8.755% | OE | 1.0239 | 1.0239
OE20251 | OE2025 | OE | 2025 | 1 | 999.2332 | 628.8209 | 499.2189 | 9.3399 | 2136.6129 | 83.9234 | 187.0596 | 2407.5959 | 1093.2611 | 649.7645 | 546.1954 | 10.2188 | 2299.4398 | 85.9334 | 191.5396 | 2576.9128 | 3.928% | 8.755% | OE | 1.0239 | 1.0239
OE20252 | OE2025 | OE | 2025 | 2 | 873.4289 | 597.425 | 490.5203 | 9.2918 | 1970.6661 | 77.4052 | 172.531 | 2220.6023 | 955.6186 | 616.878 | 536.6783 | 10.1662 | 2119.3411 | 79.2591 | 176.6631 | 2375.2633 | 3.928% | 8.755% | OE | 1.0239 | 1.0239
OE20253 | OE2025 | OE | 2025 | 3 | 828.1407 | 662.435 | 515.2828 | 9.282 | 2015.1406 | 79.1522 | 176.4247 | 2270.7175 | 906.0688 | 680.1808 | 563.771 | 10.1555 | 2160.1761 | 81.0478 | 180.6501 | 2421.874 | 3.928% | 8.755% | OE | 1.0239 | 1.0239
OE20254 | OE2025 | OE | 2025 | 4 | 663.3519 | 620.2607 | 464.0333 | 9.2328 | 1756.8787 | 69.008 | 153.814 | 1979.7006 | 725.7733 | 639.6068 | 507.6989 | 10.1016 | 1883.1805 | 70.6607 | 157.4978 | 2111.339 | 3.928% | 8.755% | OE | 1.0239 | 1.0239
OE20255 | OE2025 | OE | 2025 | 5 | 643.5864 | 645.5663 | 508.9885 | 9.2877 | 1807.429 | 70.9935 | 158.2396 | 2036.6621 | 704.1479 | 666.7651 | 556.8843 | 10.1617 | 1937.959 | 72.6938 | 162.0295 | 2172.6823 | 3.928% | 8.755% | OE | 1.0239 | 1.0239
OE20256 | OE2025 | OE | 2025 | 6 | 780.7942 | 660.9408 | 523.9973 | 9.2914 | 1975.0237 | 77.5764 | 172.9125 | 2225.5126 | 854.2669 | 682.7863 | 573.3054 | 10.1658 | 2120.5245 | 79.4344 | 177.0537 | 2377.0126 | 3.928% | 8.755% | OE | 1.0239 | 1.0239
OE20257 | OE2025 | OE | 2025 | 7 | 941.0422 | 655.518 | 581.3906 | 9.3043 | 2187.2551 | 85.9126 | 191.4933 | 2464.6609 | 1029.5943 | 677.0919 | 636.0994 | 10.1799 | 2352.9655 | 87.9702 | 196.0795 | 2637.0153 | 3.928% | 8.755% | OE | 1.0239 | 1.0239
OE20258 | OE2025 | OE | 2025 | 8 | 894.3419 | 700.7194 | 572.9931 | 9.256 | 2177.3104 | 85.522 | 190.6226 | 2453.455 | 978.4995 | 724.98 | 626.9117 | 10.127 | 2340.5182 | 87.5702 | 195.188 | 2623.2765 | 3.928% | 8.755% | OE | 1.0239 | 1.0239
OE20259 | OE2025 | OE | 2025 | 9 | 693.1733 | 667.3348 | 504.9436 | 9.2677 | 1874.7194 | 73.6366 | 164.1309 | 2112.4869 | 758.4009 | 690.3404 | 552.4588 | 10.1398 | 2011.3399 | 75.4002 | 168.0618 | 2254.8019 | 3.928% | 8.755% | OE | 1.0239 | 1.0239
OE202510 | OE2025 | OE | 2025 | 10 | 624.9126 | 623.5894 | 559.8434 | 9.2945 | 1817.6399 | 71.3946 | 159.1336 | 2048.1681 | 683.7169 | 642.0178 | 612.5247 | 10.1691 | 1948.4284 | 73.1045 | 162.9448 | 2184.4777 | 3.928% | 8.755% | OE | 1.0239 | 1.0239
OE202511 | OE2025 | OE | 2025 | 11 | 772.5053 | 633.3217 | 401.7109 | 9.2581 | 1816.796 | 71.3614 | 159.0597 | 2047.2171 | 845.1981 | 652.9692 | 439.5119 | 10.1293 | 1947.8084 | 73.0705 | 162.8692 | 2183.7482 | 3.928% | 8.755% | OE | 1.0239 | 1.0239
OE202512 | OE2025 | OE | 2025 | 12 | 951.1915 | 624.9739 | 550.118 | 9.3235 | 2135.6069 | 83.8839 | 186.9715 | 2406.4623 | 1040.6986 | 644.146 | 601.8841 | 10.2008 | 2296.9296 | 85.8929 | 191.4494 | 2574.272 | 3.928% | 8.755% | OE | 1.0239 | 1.0239
OE20261 | OE2026 | OE | 2026 | 1 | 1013.3653 | 631.9902 | 495.7015 | 9.3275 | 2150.3844 | 84.4644 | 188.2652 | 2423.114 | 1108.723 | 653.1191 | 542.347 | 10.2052 | 2314.3942 | 86.4873 | 192.7742 | 2593.6557 | 3.928% | 8.755% | OE | 1.0239 | 1.0239
OE20262 | OE2026 | OE | 2026 | 2 | 885.7817 | 600.4361 | 487.0641 | 9.2993 | 1982.5812 | 77.8733 | 173.5741 | 2234.0286 | 969.1338 | 620.0705 | 532.8969 | 10.1743 | 2132.2755 | 79.7383 | 177.7312 | 2389.745 | 3.928% | 8.755% | OE | 1.0239 | 1.0239
OE20263 | OE2026 | OE | 2026 | 3 | 839.8531 | 665.7737 | 511.6522 | 9.2801 | 2026.559 | 79.6007 | 177.4244 | 2283.5841 | 918.8832 | 683.701 | 559.7986 | 10.1534 | 2172.5362 | 81.5071 | 181.6737 | 2435.717 | 3.928% | 8.755% | OE | 1.0239 | 1.0239
OE20264 | OE2026 | OE | 2026 | 4 | 672.7336 | 623.3869 | 460.7638 | 9.2234 | 1766.1077 | 69.3705 | 154.622 | 1990.1001 | 736.0378 | 642.8951 | 504.1216 | 10.0914 | 1893.146 | 71.0319 | 158.3252 | 2122.503 | 3.928% | 8.755% | OE | 1.0239 | 1.0239
OE20265 | OE2026 | OE | 2026 | 5 | 652.6886 | 648.82 | 505.4022 | 9.2831 | 1816.1939 | 71.3378 | 159.007 | 2046.5387 | 714.1066 | 670.1831 | 552.9605 | 10.1566 | 1947.4069 | 73.0463 | 162.8152 | 2183.2684 | 3.928% | 8.755% | OE | 1.0239 | 1.0239
OE20266 | OE2026 | OE | 2026 | 6 | 791.8369 | 664.272 | 520.3052 | 9.2969 | 1985.711 | 77.9962 | 173.8482 | 2237.5554 | 866.3488 | 686.2686 | 569.2659 | 10.1718 | 2132.055 | 79.8642 | 178.0118 | 2389.9311 | 3.928% | 8.755% | OE | 1.0239 | 1.0239
OE20267 | OE2026 | OE | 2026 | 7 | 954.3512 | 658.8218 | 577.2941 | 9.2908 | 2199.758 | 86.4037 | 192.5879 | 2478.7496 | 1044.1557 | 680.5624 | 631.6175 | 10.1651 | 2366.5006 | 88.4731 | 197.2004 | 2652.1741 | 3.928% | 8.755% | OE | 1.0239 | 1.0239
OE20268 | OE2026 | OE | 2026 | 8 | 906.9905 | 704.2511 | 568.9558 | 9.2533 | 2189.4507 | 85.9988 | 191.6855 | 2467.135 | 992.3383 | 728.6913 | 622.4945 | 10.1241 | 2353.6482 | 88.0585 | 196.2763 | 2637.983 | 3.928% | 8.755% | OE | 1.0239 | 1.0239
OE20269 | OE2026 | OE | 2026 | 9 | 702.9768 | 670.6982 | 501.3857 | 9.2662 | 1884.327 | 74.014 | 164.972 | 2123.313 | 769.1269 | 693.892 | 548.5661 | 10.1382 | 2021.7232 | 75.7866 | 168.9231 | 2266.433 | 3.928% | 8.755% | OE | 1.0239 | 1.0239
OE202610 | OE2026 | OE | 2026 | 10 | 633.7507 | 626.7323 | 555.8988 | 9.2997 | 1825.6815 | 71.7104 | 159.8376 | 2057.2296 | 693.3866 | 645.3144 | 608.2088 | 10.1748 | 1957.0847 | 73.4279 | 163.6658 | 2194.1784 | 3.928% | 8.755% | OE | 1.0239 | 1.0239
OE202611 | OE2026 | OE | 2026 | 11 | 783.4308 | 636.5137 | 398.8804 | 9.2511 | 1828.076 | 71.8045 | 160.0473 | 2059.9278 | 857.1516 | 656.3146 | 436.4151 | 10.1217 | 1960.003 | 73.5242 | 163.8804 | 2197.4076 | 3.928% | 8.755% | OE | 1.0239 | 1.0239
OE202612 | OE2026 | OE | 2026 | 12 | 964.6441 | 628.1238 | 546.2419 | 9.3258 | 2148.3357 | 84.3839 | 188.0859 | 2420.8054 | 1055.4171 | 647.4583 | 597.6432 | 10.2034 | 2310.722 | 86.4049 | 192.5905 | 2589.7174 | 3.928% | 8.755% | OE | 1.0239 | 1.0239
OE20271 | OE2027 | OE | 2027 | 1 | 1027.8683 | 633.1149 | 492.3609 | 9.3225 | 2162.6666 | 84.9468 | 189.3405 | 2436.954 | 1124.5907 | 654.2793 | 538.6921 | 10.1998 | 2327.7618 | 86.9813 | 193.8753 | 2608.6184 | 3.928% | 8.755% | OE | 1.0239 | 1.0239
OE20272 | OE2027 | OE | 2027 | 2 | 898.4588 | 601.5047 | 483.7818 | 9.2929 | 1993.0382 | 78.284 | 174.4896 | 2245.8118 | 983.0037 | 621.1781 | 529.3057 | 10.1674 | 2143.6549 | 80.1589 | 178.6687 | 2402.4825 | 3.928% | 8.755% | OE | 1.0239 | 1.0239
OE20273 | OE2027 | OE | 2027 | 3 | 851.8728 | 666.9586 | 508.2042 | 9.2869 | 2036.3224 | 79.9841 | 178.2792 | 2294.5857 | 932.034 | 684.9219 | 556.0262 | 10.1608 | 2183.1429 | 81.8998 | 182.5489 | 2447.5916 | 3.928% | 8.755% | OE | 1.0239 | 1.0239
OE20274 | OE2027 | OE | 2027 | 4 | 682.3616 | 624.4962 | 457.6587 | 9.221 | 1773.7375 | 69.6701 | 155.29 | 1998.6977 | 746.5718 | 644.06 | 500.7244 | 10.0887 | 1901.4449 | 71.3387 | 159.0092 | 2131.7928 | 3.928% | 8.755% | OE | 1.0239 | 1.0239
OE20275 | OE2027 | OE | 2027 | 5 | 662.0297 | 649.9747 | 501.9963 | 9.2833 | 1823.284 | 71.6163 | 159.6277 | 2054.528 | 724.3267 | 671.3965 | 549.2341 | 10.1568 | 1955.1142 | 73.3315 | 163.4508 | 2191.8965 | 3.928% | 8.755% | OE | 1.0239 | 1.0239
OE20276 | OE2027 | OE | 2027 | 6 | 803.1694 | 665.4541 | 516.7989 | 9.296 | 1994.7184 | 78.35 | 174.6367 | 2247.7051 | 878.7477 | 687.5225 | 565.4297 | 10.1707 | 2141.8706 | 80.2265 | 178.8193 | 2400.9163 | 3.928% | 8.755% | OE | 1.0239 | 1.0239
OE20277 | OE2027 | OE | 2027 | 7 | 968.0096 | 659.9943 | 573.4038 | 9.2919 | 2210.6995 | 86.8335 | 193.5458 | 2491.0788 | 1059.0994 | 681.7875 | 627.361 | 10.1662 | 2378.4142 | 88.9131 | 198.1812 | 2665.5085 | 3.928% | 8.755% | OE | 1.0239 | 1.0239
OE20278 | OE2027 | OE | 2027 | 8 | 919.9711 | 705.5044 | 565.1216 | 9.2517 | 2199.8488 | 86.4073 | 192.5958 | 2478.8519 | 1006.5404 | 730.0094 | 618.2995 | 10.1223 | 2364.9716 | 88.4767 | 197.2085 | 2650.6568 | 3.928% | 8.755% | OE | 1.0239 | 1.0239
OE20279 | OE2027 | OE | 2027 | 9 | 713.0376 | 671.8918 | 498.0069 | 9.2647 | 1892.2011 | 74.3232 | 165.6614 | 2132.1857 | 780.1344 | 695.1351 | 544.8694 | 10.1366 | 2030.2755 | 76.1033 | 169.629 | 2276.0078 | 3.928% | 8.755% | OE | 1.0239 | 1.0239
OE202710 | OE2027 | OE | 2027 | 10 | 642.8207 | 627.8477 | 552.1526 | 9.2918 | 1832.1127 | 71.9631 | 160.4007 | 2064.4765 | 703.3101 | 646.4872 | 604.1101 | 10.1661 | 1964.0736 | 73.6866 | 164.2423 | 2202.0024 | 3.928% | 8.755% | OE | 1.0239 | 1.0239
OE202711 | OE2027 | OE | 2027 | 11 | 794.643 | 637.6464 | 396.1924 | 9.2536 | 1837.7354 | 72.1839 | 160.893 | 2070.8122 | 869.4189 | 657.5062 | 433.4741 | 10.1243 | 1970.5235 | 73.9127 | 164.7463 | 2209.1826 | 3.928% | 8.755% | OE | 1.0239 | 1.0239
OE202712 | OE2027 | OE | 2027 | 12 | 978.4498 | 629.2417 | 542.5608 | 9.3181 | 2159.5703 | 84.8252 | 189.0695 | 2433.4649 | 1070.522 | 648.6345 | 593.6157 | 10.1949 | 2322.967 | 86.8567 | 193.5977 | 2603.4215 | 3.928% | 8.755% | OE | 1.0239 | 1.0239
OE20281 | OE2028 | OE | 2028 | 1 | 1017.3653 | 678.3457 | 509.4302 | 9.3256 | 2214.4667 | 86.9814 | 193.8756 | 2495.3238 | 1113.0993 | 701.7822 | 557.3676 | 10.2031 | 2382.4523 | 89.0646 | 198.5189 | 2670.0359 | 3.928% | 8.755% | OE | 1.0239 | 1.0239
OE20282 | OE2028 | OE | 2028 | 2 | 938.6941 | 638.7934 | 526.8138 | 9.2903 | 2113.5916 | 83.0192 | 185.044 | 2381.6548 | 1027.0252 | 660.3326 | 576.387 | 10.1645 | 2273.9093 | 85.0075 | 189.4759 | 2548.3926 | 3.928% | 8.755% | OE | 1.0239 | 1.0239
OE20283 | OE2028 | OE | 2028 | 3 | 834.5658 | 665.9859 | 500.2439 | 9.2786 | 2010.0742 | 78.9532 | 175.9811 | 2265.0085 | 913.0984 | 683.9122 | 547.3169 | 10.1518 | 2154.4792 | 80.8441 | 180.1959 | 2415.5192 | 3.928% | 8.755% | OE | 1.0239 | 1.0239
OE20284 | OE2028 | OE | 2028 | 4 | 727.178 | 568.3541 | 450.2925 | 9.2214 | 1755.0459 | 68.936 | 153.6535 | 1977.6354 | 795.6054 | 585.1173 | 492.665 | 10.0891 | 1883.4769 | 70.587 | 157.3335 | 2111.3974 | 3.928% | 8.755% | OE | 1.0239 | 1.0239
OE20285 | OE2028 | OE | 2028 | 5 | 697.2554 | 597.3447 | 468.6065 | 9.2803 | 1772.487 | 69.621 | 155.1805 | 1997.2885 | 762.8671 | 616.13 | 512.7024 | 10.1536 | 1901.8531 | 71.2885 | 158.8971 | 2132.0386 | 3.928% | 8.755% | OE | 1.0239 | 1.0239
OE20286 | OE2028 | OE | 2028 | 6 | 815.6319 | 658.7799 | 506.7947 | 9.2904 | 1990.4968 | 78.1842 | 174.2672 | 2242.9481 | 892.3828 | 680.5085 | 554.484 | 10.1647 | 2137.54 | 80.0567 | 178.4408 | 2396.0376 | 3.928% | 8.755% | OE | 1.0239 | 1.0239
OE20287 | OE2028 | OE | 2028 | 7 | 965.1698 | 660.7768 | 562.7916 | 9.2913 | 2198.0295 | 86.3358 | 192.4366 | 2476.8019 | 1055.9923 | 682.6121 | 615.7503 | 10.1657 | 2364.5204 | 88.4035 | 197.0454 | 2649.9693 | 3.928% | 8.755% | OE | 1.0239 | 1.0239
OE20288 | OE2028 | OE | 2028 | 8 | 919.4072 | 723.1761 | 561.4261 | 9.2493 | 2213.2587 | 86.934 | 193.7699 | 2493.9625 | 1005.9234 | 748.5741 | 614.2563 | 10.1197 | 2378.8735 | 89.016 | 198.4106 | 2666.3002 | 3.928% | 8.755% | OE | 1.0239 | 1.0239
OE20289 | OE2028 | OE | 2028 | 9 | 730.5893 | 665.9984 | 477.8354 | 9.2619 | 1883.685 | 73.9887 | 164.9158 | 2122.5895 | 799.3377 | 688.949 | 522.7997 | 10.1335 | 2021.2198 | 75.7608 | 168.8656 | 2265.8462 | 3.928% | 8.755% | OE | 1.0239 | 1.0239
OE202810 | OE2028 | OE | 2028 | 10 | 675.2706 | 665.3972 | 519.8104 | 9.291 | 1869.7692 | 73.4422 | 163.6975 | 2106.9089 | 738.8136 | 685.9406 | 568.7245 | 10.1653 | 2003.6441 | 75.2011 | 167.6181 | 2246.4632 | 3.928% | 8.755% | OE | 1.0239 | 1.0239
OE202811 | OE2028 | OE | 2028 | 11 | 795.1508 | 625.0738 | 448.609 | 9.25 | 1878.0835 | 73.7687 | 164.4254 | 2116.2776 | 869.9745 | 644.3003 | 490.8231 | 10.1204 | 2015.2183 | 75.5355 | 168.3634 | 2259.1172 | 3.928% | 8.755% | OE | 1.0239 | 1.0239
OE202812 | OE2028 | OE | 2028 | 12 | 1002.1886 | 624.333 | 530.6299 | 9.3182 | 2166.4696 | 85.0962 | 189.6735 | 2441.2393 | 1096.4945 | 643.4767 | 580.5621 | 10.195 | 2330.7284 | 87.1342 | 194.2162 | 2612.0788 | 3.928% | 8.755% | OE | 1.0239 | 1.0239
OE20291 | OE2029 | OE | 2029 | 1 | 1058.8882 | 632.4743 | 486.3122 | 9.3209 | 2186.9957 | 85.9024 | 191.4705 | 2464.3686 | 1158.5295 | 653.6153 | 532.0742 | 10.198 | 2354.4171 | 87.9598 | 196.0563 | 2638.4331 | 3.928% | 8.755% | OE | 1.0239 | 1.0239
OE20292 | OE2029 | OE | 2029 | 2 | 925.5732 | 600.8961 | 477.8385 | 9.2899 | 2013.5977 | 79.0916 | 176.2896 | 2268.9789 | 1012.6696 | 620.5437 | 522.8031 | 10.1641 | 2166.1805 | 80.9858 | 180.5118 | 2427.678 | 3.928% | 8.755% | OE | 1.0239 | 1.0239
OE20293 | OE2029 | OE | 2029 | 3 | 877.5813 | 666.2838 | 501.9608 | 9.2776 | 2055.1035 | 80.7218 | 179.9234 | 2315.7488 | 960.1617 | 684.225 | 549.1953 | 10.1506 | 2203.7327 | 82.6551 | 184.2326 | 2470.6205 | 3.928% | 8.755% | OE | 1.0239 | 1.0239
OE20294 | OE2029 | OE | 2029 | 4 | 702.9545 | 623.8644 | 452.0363 | 9.2177 | 1788.0729 | 70.2332 | 156.545 | 2014.8512 | 769.1025 | 643.3959 | 494.5729 | 10.0851 | 1917.1564 | 71.9153 | 160.2943 | 2149.3659 | 3.928% | 8.755% | OE | 1.0239 | 1.0239
OE20295 | OE2029 | OE | 2029 | 5 | 682.009 | 649.3171 | 495.8292 | 9.278 | 1836.4333 | 72.1328 | 160.779 | 2069.345 | 746.186 | 670.7053 | 542.4867 | 10.1511 | 1969.5292 | 73.8603 | 164.6296 | 2208.0191 | 3.928% | 8.755% | OE | 1.0239 | 1.0239
OE20296 | OE2029 | OE | 2029 | 6 | 827.4082 | 664.7809 | 510.45 | 9.2902 | 2011.9292 | 79.026 | 176.1435 | 2267.0988 | 905.2673 | 686.8105 | 558.4833 | 10.1644 | 2160.7255 | 80.9187 | 180.3622 | 2422.0064 | 3.928% | 8.755% | OE | 1.0239 | 1.0239
OE20297 | OE2029 | OE | 2029 | 7 | 997.2231 | 659.3265 | 566.3594 | 9.2871 | 2232.1962 | 87.6778 | 195.4278 | 2515.3018 | 1091.0617 | 681.0895 | 619.6539 | 10.161 | 2401.9661 | 89.7777 | 200.1083 | 2691.8522 | 3.928% | 8.755% | OE | 1.0239 | 1.0239
OE20298 | OE2029 | OE | 2029 | 8 | 947.7347 | 704.7906 | 558.179 | 9.2473 | 2219.9517 | 87.1969 | 194.3558 | 2501.5044 | 1036.9166 | 729.2587 | 610.7037 | 10.1174 | 2386.9963 | 89.2852 | 199.0106 | 2675.2922 | 3.928% | 8.755% | OE | 1.0239 | 1.0239
OE20299 | OE2029 | OE | 2029 | 9 | 734.5562 | 671.2121 | 491.8889 | 9.2601 | 1906.9173 | 74.9013 | 166.9498 | 2148.7683 | 803.678 | 694.4246 | 538.1756 | 10.1315 | 2046.4097 | 76.6952 | 170.9482 | 2294.0531 | 3.928% | 8.755% | OE | 1.0239 | 1.0239
OE202910 | OE2029 | OE | 2029 | 10 | 662.2203 | 627.2125 | 545.3693 | 9.29 | 1844.0921 | 72.4336 | 161.4495 | 2077.9752 | 724.5352 | 645.8199 | 596.6886 | 10.1642 | 1977.2079 | 74.1684 | 165.3162 | 2216.6925 | 3.928% | 8.755% | OE | 1.0239 | 1.0239
OE202911 | OE2029 | OE | 2029 | 11 | 818.6244 | 637.0013 | 391.3251 | 9.2474 | 1856.1982 | 72.9091 | 162.5094 | 2091.6167 | 895.657 | 656.8284 | 428.1488 | 10.1176 | 1990.7518 | 74.6553 | 166.4015 | 2231.8085 | 3.928% | 8.755% | OE | 1.0239 | 1.0239
OE202912 | OE2029 | OE | 2029 | 12 | 1007.9783 | 628.6051 | 535.8954 | 9.3165 | 2181.7952 | 85.6981 | 191.0152 | 2458.5086 | 1102.8291 | 647.9641 | 586.3231 | 10.1932 | 2347.3095 | 87.7506 | 195.5901 | 2630.6502 | 3.928% | 8.755% | OE | 1.0239 | 1.0239
OE20301 | OE2030 | OE | 2030 | 1 | 1073.292 | 631.2465 | 481.8173 | 9.3189 | 2195.6747 | 86.2433 | 192.2304 | 2474.1484 | 1174.2888 | 652.3218 | 527.1563 | 10.1958 | 2363.9627 | 88.3088 | 196.8343 | 2649.1058 | 3.928% | 8.755% | OE | 1.0239 | 1.0239
OE20302 | OE2030 | OE | 2030 | 2 | 938.1636 | 599.7296 | 473.4219 | 9.2869 | 2020.602 | 79.3667 | 176.9028 | 2276.8715 | 1026.4448 | 619.3155 | 517.9709 | 10.1608 | 2173.8919 | 81.2675 | 181.1397 | 2436.2991 | 3.928% | 8.755% | OE | 1.0239 | 1.0239
OE20303 | OE2030 | OE | 2030 | 3 | 889.5189 | 664.9903 | 497.3212 | 9.2769 | 2061.1074 | 80.9577 | 180.4491 | 2322.5141 | 973.2226 | 682.8617 | 544.1192 | 10.1499 | 2210.3533 | 82.8966 | 184.7708 | 2478.0208 | 3.928% | 8.755% | OE | 1.0239 | 1.0239
OE20304 | OE2030 | OE | 2030 | 4 | 712.5166 | 622.6533 | 447.8582 | 9.2159 | 1792.244 | 70.3971 | 156.9102 | 2019.5513 | 779.5644 | 642.1241 | 490.0016 | 10.0831 | 1921.7734 | 72.0831 | 160.6682 | 2154.5246 | 3.928% | 8.755% | OE | 1.0239 | 1.0239
OE20305 | OE2030 | OE | 2030 | 5 | 691.2862 | 648.0566 | 491.2463 | 9.2764 | 1839.8655 | 72.2676 | 161.0794 | 2073.2126 | 756.3363 | 669.3817 | 537.4726 | 10.1493 | 1973.3399 | 73.9984 | 164.9373 | 2212.2756 | 3.928% | 8.755% | OE | 1.0239 | 1.0239
OE20306 | OE2030 | OE | 2030 | 6 | 838.6632 | 663.4903 | 505.7319 | 9.2881 | 2017.1736 | 79.232 | 176.6027 | 2273.0083 | 917.5815 | 685.4571 | 553.3213 | 10.1621 | 2166.522 | 81.1296 | 180.8323 | 2428.4839 | 3.928% | 8.755% | OE | 1.0239 | 1.0239
OE20307 | OE2030 | OE | 2030 | 7 | 1010.7881 | 658.0466 | 561.1246 | 9.286 | 2239.2453 | 87.9547 | 196.045 | 2523.245 | 1105.9033 | 679.7449 | 613.9265 | 10.1598 | 2409.7344 | 90.0612 | 200.7403 | 2700.5359 | 3.928% | 8.755% | OE | 1.0239 | 1.0239
OE20308 | OE2030 | OE | 2030 | 8 | 960.6266 | 703.4224 | 553.0198 | 9.2454 | 2226.3142 | 87.4468 | 194.9129 | 2508.6739 | 1051.0216 | 727.8214 | 605.059 | 10.1153 | 2394.0173 | 89.5411 | 199.581 | 2683.1394 | 3.928% | 8.755% | OE | 1.0239 | 1.0239
OE20309 | OE2030 | OE | 2030 | 9 | 744.5483 | 669.909 | 487.3424 | 9.2582 | 1911.0579 | 75.0639 | 167.3123 | 2153.4341 | 814.6103 | 693.0548 | 533.2013 | 10.1294 | 2050.9957 | 76.8617 | 171.3194 | 2299.1769 | 3.928% | 8.755% | OE | 1.0239 | 1.0239
OE203010 | OE2030 | OE | 2030 | 10 | 671.2283 | 625.9949 | 540.3285 | 9.2869 | 1846.8386 | 72.5415 | 161.6899 | 2081.07 | 734.3909 | 644.541 | 591.1734 | 10.1608 | 1980.2661 | 74.2788 | 165.5624 | 2220.1074 | 3.928% | 8.755% | OE | 1.0239 | 1.0239
OE203011 | OE2030 | OE | 2030 | 11 | 829.76 | 635.7647 | 387.7082 | 9.2463 | 1862.4791 | 73.1558 | 163.0593 | 2098.6942 | 907.8404 | 655.5299 | 424.1915 | 10.1163 | 1997.6782 | 74.9079 | 166.9645 | 2239.5506 | 3.928% | 8.755% | OE | 1.0239 | 1.0239
OE203012 | OE2030 | OE | 2030 | 12 | 1021.6896 | 627.3847 | 530.9421 | 9.3136 | 2189.3301 | 85.9941 | 191.6749 | 2466.9991 | 1117.8306 | 646.6828 | 580.9038 | 10.19 | 2355.6072 | 88.0537 | 196.2655 | 2639.9264 | 3.928% | 8.755% | OE | 1.0239 | 1.0239
OE20311 | OE2031 | OE | 2031 | 1 | 1088.2665 | 629.3102 | 477.6974 | 9.3178 | 2204.5918 | 86.5936 | 193.0111 | 2484.1965 | 1190.6723 | 650.29 | 522.6487 | 10.1946 | 2373.8056 | 88.6675 | 197.6337 | 2660.1068 | 3.928% | 8.755% | OE | 1.0239 | 1.0239
OE20312 | OE2031 | OE | 2031 | 2 | 951.2528 | 597.89 | 469.3738 | 9.285 | 2027.8015 | 79.6495 | 177.5332 | 2284.9841 | 1040.7656 | 617.3842 | 513.5418 | 10.1587 | 2181.8504 | 81.5571 | 181.7851 | 2445.1925 | 3.928% | 8.755% | OE | 1.0239 | 1.0239
OE20313 | OE2031 | OE | 2031 | 3 | 901.9294 | 662.9505 | 493.0687 | 9.2737 | 2067.2224 | 81.1979 | 180.9844 | 2329.4047 | 986.8009 | 680.7207 | 539.4665 | 10.1464 | 2217.1345 | 83.1425 | 185.319 | 2485.596 | 3.928% | 8.755% | OE | 1.0239 | 1.0239
OE20314 | OE2031 | OE | 2031 | 4 | 722.4576 | 620.7434 | 444.0286 | 9.2143 | 1796.4439 | 70.562 | 157.2779 | 2024.2839 | 790.4408 | 640.1187 | 485.8117 | 10.0814 | 1926.4527 | 72.252 | 161.0447 | 2159.7494 | 3.928% | 8.755% | OE | 1.0239 | 1.0239
OE20315 | OE2031 | OE | 2031 | 5 | 700.931 | 646.0687 | 487.0458 | 9.2743 | 1843.3198 | 72.4032 | 161.3819 | 2077.1049 | 766.8886 | 667.2942 | 532.8768 | 10.147 | 1977.2065 | 74.1373 | 165.247 | 2216.5908 | 3.928% | 8.755% | OE | 1.0239 | 1.0239
OE20316 | OE2031 | OE | 2031 | 6 | 850.3642 | 661.4551 | 501.4075 | 9.2856 | 2022.5124 | 79.4417 | 177.0701 | 2279.0242 | 930.3834 | 683.3182 | 548.59 | 10.1594 | 2172.451 | 81.3443 | 181.3109 | 2435.1063 | 3.928% | 8.755% | OE | 1.0239 | 1.0239
OE20317 | OE2031 | OE | 2031 | 7 | 1024.8905 | 656.0281 | 556.3266 | 9.2842 | 2246.5294 | 88.2408 | 196.6827 | 2531.4529 | 1121.3327 | 677.6265 | 608.6769 | 10.1578 | 2417.794 | 90.3542 | 201.3932 | 2709.5414 | 3.928% | 8.755% | OE | 1.0239 | 1.0239
OE20318 | OE2031 | OE | 2031 | 8 | 974.0292 | 701.2648 | 548.2911 | 9.2434 | 2232.8283 | 87.7026 | 195.4832 | 2516.0142 | 1065.6853 | 725.5543 | 599.8853 | 10.1132 | 2401.238 | 89.8031 | 200.165 | 2691.2061 | 3.928% | 8.755% | OE | 1.0239 | 1.0239
OE20319 | OE2031 | OE | 2031 | 9 | 754.9361 | 667.8542 | 483.1752 | 9.2561 | 1915.2216 | 75.2275 | 167.6768 | 2158.1259 | 825.9756 | 690.8984 | 528.642 | 10.1271 | 2055.6431 | 77.0292 | 171.6927 | 2304.365 | 3.928% | 8.755% | OE | 1.0239 | 1.0239
OE203110 | OE2031 | OE | 2031 | 10 | 680.5932 | 624.0747 | 535.7083 | 9.2854 | 1849.6616 | 72.6523 | 161.9371 | 2084.251 | 744.6371 | 642.5237 | 586.1184 | 10.1591 | 1983.4383 | 74.3924 | 165.8155 | 2223.6461 | 3.928% | 8.755% | OE | 1.0239 | 1.0239
OE203111 | OE2031 | OE | 2031 | 11 | 841.3367 | 633.8146 | 384.3929 | 9.2439 | 1868.7882 | 73.4036 | 163.6116 | 2105.8034 | 920.5065 | 653.4815 | 420.5643 | 10.1138 | 2004.6661 | 75.1616 | 167.5301 | 2247.3579 | 3.928% | 8.755% | OE | 1.0239 | 1.0239
OE203112 | OE2031 | OE | 2031 | 12 | 1035.9441 | 625.4603 | 526.4021 | 9.3122 | 2197.1188 | 86.3 | 192.3568 | 2475.7756 | 1133.4265 | 644.6614 | 575.9366 | 10.1885 | 2364.2129 | 88.3669 | 196.9638 | 2649.5436 | 3.928% | 8.755% | OE | 1.0239 | 1.0239
OE20321 | OE2032 | OE | 2032 | 1 | 1076.6165 | 672.3073 | 493.9683 | 9.3153 | 2252.2074 | 88.4638 | 197.1798 | 2537.8511 | 1177.9262 | 695.4428 | 540.4507 | 10.1919 | 2424.0115 | 90.5825 | 201.9023 | 2716.4963 | 3.928% | 8.755% | OE | 1.0239 | 1.0239
OE20322 | OE2032 | OE | 2032 | 2 | 993.3636 | 633.1071 | 510.8243 | 9.2834 | 2146.5783 | 84.3149 | 187.932 | 2418.8252 | 1086.8391 | 654.3653 | 558.8929 | 10.1569 | 2310.2542 | 86.3342 | 192.433 | 2589.0214 | 3.928% | 8.755% | OE | 1.0239 | 1.0239
OE20323 | OE2032 | OE | 2032 | 3 | 883.1708 | 660.0576 | 485.0608 | 9.2722 | 2037.5614 | 80.0328 | 178.3876 | 2295.9818 | 966.2772 | 677.6798 | 530.705 | 10.1447 | 2184.8068 | 81.9496 | 182.66 | 2449.4164 | 3.928% | 8.755% | OE | 1.0239 | 1.0239
OE20324 | OE2032 | OE | 2032 | 4 | 769.5288 | 563.2948 | 436.6255 | 9.2121 | 1778.6612 | 69.8635 | 155.721 | 2004.2457 | 841.9414 | 579.8068 | 477.7119 | 10.079 | 1909.5391 | 71.5368 | 159.4505 | 2140.5264 | 3.928% | 8.755% | OE | 1.0239 | 1.0239
OE20325 | OE2032 | OE | 2032 | 5 | 737.8635 | 592.0274 | 454.3837 | 9.2724 | 1793.5469 | 70.4482 | 157.0243 | 2021.0194 | 807.2964 | 610.5467 | 497.1412 | 10.1449 | 1925.1292 | 72.1355 | 160.785 | 2158.0497 | 3.928% | 8.755% | OE | 1.0239 | 1.0239
OE20326 | OE2032 | OE | 2032 | 6 | 863.1342 | 652.9157 | 491.4127 | 9.2841 | 2016.7467 | 79.2152 | 176.5653 | 2272.5273 | 944.3551 | 674.3465 | 537.6547 | 10.1578 | 2166.5141 | 81.1124 | 180.7941 | 2428.4206 | 3.928% | 8.755% | OE | 1.0239 | 1.0239
OE20327 | OE2032 | OE | 2032 | 7 | 1021.3812 | 654.8948 | 545.7101 | 9.2819 | 2231.2681 | 87.6414 | 195.3466 | 2514.256 | 1117.4932 | 676.4366 | 597.0615 | 10.1554 | 2401.1466 | 89.7404 | 200.0251 | 2690.9121 | 3.928% | 8.755% | OE | 1.0239 | 1.0239
OE20328 | OE2032 | OE | 2032 | 8 | 972.9533 | 716.7386 | 544.3861 | 9.2415 | 2243.3195 | 88.1147 | 196.4017 | 2527.8359 | 1064.5083 | 741.8113 | 595.6128 | 10.1111 | 2412.0435 | 90.2251 | 201.1055 | 2703.374 | 3.928% | 8.755% | OE | 1.0239 | 1.0239
OE20329 | OE2032 | OE | 2032 | 9 | 773.1388 | 660.0699 | 463.3324 | 9.2543 | 1905.7954 | 74.8572 | 166.8516 | 2147.5042 | 845.8911 | 682.7292 | 506.932 | 10.1251 | 2045.6775 | 76.65 | 170.8477 | 2293.1752 | 3.928% | 8.755% | OE | 1.0239 | 1.0239
OE203210 | OE2032 | OE | 2032 | 10 | 714.5983 | 659.4741 | 504.0334 | 9.2836 | 1887.3894 | 74.1342 | 165.2401 | 2126.7638 | 781.842 | 679.7164 | 551.463 | 10.1572 | 2023.1786 | 75.9098 | 169.1976 | 2268.286 | 3.928% | 8.755% | OE | 1.0239 | 1.0239
OE203211 | OE2032 | OE | 2032 | 11 | 841.4603 | 619.5096 | 434.9931 | 9.242 | 1905.205 | 74.834 | 166.7999 | 2146.8389 | 920.6417 | 638.4542 | 475.9259 | 10.1117 | 2045.1336 | 76.6263 | 170.7947 | 2292.5546 | 3.928% | 8.755% | OE | 1.0239 | 1.0239
OE203212 | OE2032 | OE | 2032 | 12 | 1060.5559 | 618.7754 | 514.5245 | 9.3103 | 2203.1662 | 86.5376 | 192.8863 | 2482.59 | 1160.3542 | 637.6417 | 562.9413 | 10.1864 | 2371.1236 | 88.6101 | 197.5059 | 2657.2396 | 3.928% | 8.755% | OE | 1.0239 | 1.0239
OE20331 | OE2033 | OE | 2033 | 1 | 1120.6817 | 625.6978 | 471.5448 | 9.3135 | 2227.2378 | 87.4831 | 194.9937 | 2509.7146 | 1226.1378 | 646.4961 | 515.9172 | 10.1899 | 2398.7411 | 89.5783 | 199.6638 | 2687.9832 | 3.928% | 8.755% | OE | 1.0239 | 1.0239
OE20332 | OE2033 | OE | 2033 | 2 | 979.5869 | 594.4579 | 463.3284 | 9.2813 | 2046.6545 | 80.39 | 179.1837 | 2306.2282 | 1071.766 | 613.7804 | 506.9276 | 10.1547 | 2202.6287 | 82.3153 | 183.4752 | 2468.4192 | 3.928% | 8.755% | OE | 1.0239 | 1.0239
OE20333 | OE2033 | OE | 2033 | 3 | 928.7943 | 659.145 | 486.7182 | 9.2705 | 2083.9281 | 81.854 | 182.447 | 2348.2291 | 1016.1938 | 676.7202 | 532.5184 | 10.1429 | 2235.5754 | 83.8144 | 186.8166 | 2506.2064 | 3.928% | 8.755% | OE | 1.0239 | 1.0239
OE20334 | OE2033 | OE | 2033 | 4 | 743.9768 | 617.1802 | 438.3097 | 9.2104 | 1808.677 | 71.0425 | 158.3489 | 2038.0685 | 813.985 | 636.3781 | 479.5547 | 10.0771 | 1939.9948 | 72.744 | 162.1414 | 2174.8801 | 3.928% | 8.755% | OE | 1.0239 | 1.0239
OE20335 | OE2033 | OE | 2033 | 5 | 721.809 | 642.3601 | 480.7728 | 9.2706 | 1854.2125 | 72.8311 | 162.3355 | 2089.3791 | 789.7312 | 663.3999 | 526.0135 | 10.143 | 1989.2877 | 74.5754 | 166.2235 | 2230.0865 | 3.928% | 8.755% | OE | 1.0239 | 1.0239
OE20336 | OE2033 | OE | 2033 | 6 | 875.6932 | 657.6582 | 494.9496 | 9.2822 | 2037.5832 | 80.0337 | 178.3895 | 2296.0064 | 958.0959 | 679.3294 | 541.5244 | 10.1557 | 2189.1053 | 81.9505 | 182.662 | 2453.7178 | 3.928% | 8.755% | OE | 1.0239 | 1.0239
OE20337 | OE2033 | OE | 2033 | 7 | 1055.418 | 652.2623 | 549.1613 | 9.2803 | 2266.1219 | 89.0104 | 198.398 | 2553.5303 | 1154.7328 | 673.6729 | 600.8374 | 10.1536 | 2439.3967 | 91.1422 | 203.1496 | 2733.6886 | 3.928% | 8.755% | OE | 1.0239 | 1.0239
OE20338 | OE2033 | OE | 2033 | 8 | 1003.0417 | 697.2393 | 541.2293 | 9.2397 | 2250.75 | 88.4066 | 197.0522 | 2536.2088 | 1097.4279 | 721.3252 | 592.159 | 10.1091 | 2421.0213 | 90.5239 | 201.7716 | 2713.3168 | 3.928% | 8.755% | OE | 1.0239 | 1.0239
OE20339 | OE2033 | OE | 2033 | 9 | 777.4227 | 664.0205 | 476.9521 | 9.2525 | 1927.6478 | 75.7155 | 168.7647 | 2172.1281 | 850.5782 | 686.875 | 521.8333 | 10.1232 | 2069.4097 | 77.5289 | 172.8067 | 2319.7453 | 3.928% | 8.755% | OE | 1.0239 | 1.0239
OE203310 | OE2033 | OE | 2033 | 10 | 700.8655 | 620.4924 | 528.8086 | 9.2816 | 1859.448 | 73.0367 | 162.7939 | 2095.2786 | 766.8169 | 638.7597 | 578.5695 | 10.155 | 1994.301 | 74.786 | 166.6928 | 2235.7798 | 3.928% | 8.755% | OE | 1.0239 | 1.0239
OE203311 | OE2033 | OE | 2033 | 11 | 866.3969 | 630.1763 | 379.4421 | 9.2404 | 1885.2556 | 74.0504 | 165.0533 | 2124.3594 | 947.9248 | 649.6595 | 415.1476 | 10.1099 | 2022.8418 | 75.8239 | 169.0064 | 2267.6721 | 3.928% | 8.755% | OE | 1.0239 | 1.0239
OE203312 | OE2033 | OE | 2033 | 12 | 1066.8009 | 621.87 | 519.6223 | 9.3083 | 2217.6015 | 87.1046 | 194.1501 | 2498.8561 | 1167.1868 | 640.8914 | 568.5188 | 10.1843 | 2386.7812 | 89.1907 | 198.8 | 2674.7719 | 3.928% | 8.755% | OE | 1.0239 | 1.0239
OE20341 | OE2034 | OE | 2034 | 1 | 1138.7918 | 623.9439 | 469.8064 | 9.3119 | 2241.854 | 88.0572 | 196.2734 | 2526.1845 | 1245.9521 | 644.6546 | 514.0152 | 10.1881 | 2414.8101 | 90.1661 | 200.9741 | 2705.9503 | 3.928% | 8.755% | OE | 1.0239 | 1.0239
OE20342 | OE2034 | OE | 2034 | 2 | 995.4169 | 592.7916 | 461.6203 | 9.2796 | 2059.1084 | 80.8792 | 180.2741 | 2320.2616 | 1089.0857 | 612.0308 | 505.0588 | 10.1528 | 2216.328 | 82.8162 | 184.5916 | 2483.7359 | 3.928% | 8.755% | OE | 1.0239 | 1.0239
OE20343 | OE2034 | OE | 2034 | 3 | 943.8036 | 657.2973 | 484.9239 | 9.2685 | 2095.2933 | 82.3004 | 183.442 | 2361.0358 | 1032.6155 | 674.7789 | 530.5552 | 10.1407 | 2248.0903 | 84.2715 | 187.8355 | 2520.1973 | 3.928% | 8.755% | OE | 1.0239 | 1.0239
OE20344 | OE2034 | OE | 2034 | 4 | 755.9994 | 615.4501 | 436.6938 | 9.2086 | 1817.352 | 71.3833 | 159.1084 | 2047.8436 | 827.1389 | 634.5617 | 477.7867 | 10.0752 | 1949.5625 | 73.0929 | 162.919 | 2185.5745 | 3.928% | 8.755% | OE | 1.0239 | 1.0239
OE20345 | OE2034 | OE | 2034 | 5 | 733.4734 | 640.5595 | 479.0004 | 9.2688 | 1862.302 | 73.1488 | 163.0438 | 2098.4946 | 802.4932 | 661.5091 | 524.0743 | 10.141 | 1998.2176 | 74.9008 | 166.9486 | 2240.067 | 3.928% | 8.755% | OE | 1.0239 | 1.0239
OE20346 | OE2034 | OE | 2034 | 6 | 889.8444 | 655.8147 | 493.1249 | 9.2804 | 2048.0643 | 80.4454 | 179.3072 | 2307.8168 | 973.5787 | 677.3924 | 539.5279 | 10.1537 | 2200.6527 | 82.372 | 183.6016 | 2466.6263 | 3.928% | 8.755% | OE | 1.0239 | 1.0239
OE20347 | OE2034 | OE | 2034 | 7 | 1072.4735 | 650.4339 | 547.1367 | 9.2786 | 2279.3227 | 89.5289 | 199.5537 | 2568.4053 | 1173.3932 | 671.7536 | 598.6223 | 10.1517 | 2453.9208 | 91.6731 | 204.333 | 2749.927 | 3.928% | 8.755% | OE | 1.0239 | 1.0239
OE20348 | OE2034 | OE | 2034 | 8 | 1019.2508 | 695.2848 | 539.234 | 9.2379 | 2263.0075 | 88.888 | 198.1253 | 2550.0209 | 1115.1623 | 719.2718 | 589.9759 | 10.1072 | 2434.5172 | 91.0169 | 202.8704 | 2728.4046 | 3.928% | 8.755% | OE | 1.0239 | 1.0239
OE20349 | OE2034 | OE | 2034 | 9 | 789.9858 | 662.1591 | 475.1938 | 9.2507 | 1936.5895 | 76.0668 | 169.5476 | 2182.2038 | 864.3235 | 684.9216 | 519.9095 | 10.1212 | 2079.2758 | 77.8886 | 173.6082 | 2330.7726 | 3.928% | 8.755% | OE | 1.0239 | 1.0239
OE203410 | OE2034 | OE | 2034 | 10 | 712.1914 | 618.753 | 526.8591 | 9.2799 | 1867.0834 | 73.3367 | 163.4624 | 2103.8824 | 779.2086 | 636.9322 | 576.4365 | 10.1532 | 2002.7305 | 75.0931 | 167.3773 | 2245.2009 | 3.928% | 8.755% | OE | 1.0239 | 1.0239
OE203411 | OE2034 | OE | 2034 | 11 | 880.3978 | 628.4098 | 378.0432 | 9.2386 | 1896.0894 | 74.476 | 166.0018 | 2136.5672 | 963.2432 | 647.8038 | 413.6171 | 10.1079 | 2034.772 | 76.2597 | 169.9776 | 2281.0093 | 3.928% | 8.755% | OE | 1.0239 | 1.0239
OE203412 | OE2034 | OE | 2034 | 12 | 1084.0403 | 620.1268 | 517.7066 | 9.3067 | 2231.1805 | 87.6379 | 195.3389 | 2514.1573 | 1186.0485 | 639.0607 | 566.4228 | 10.1825 | 2401.7145 | 89.7369 | 200.0173 | 2691.4686 | 3.928% | 8.755% | OE | 1.0239 | 1.0239
TE20241 | TE2024 | TE | 2024 | 1 | 290.9519 | 611.0599 | 169.5798 | 2.4497 | 1074.0412 | 13.4137 | 59.2499 | 1146.7048 | 318.3305 | 626.5812 | 185.5372 | 2.6802 | 1133.129 | 13.8478 | 61.1672 | 1208.144 | 1.249% | 5.517% | TE | 1.0324 | 1.0324
TE20242 | TE2024 | TE | 2024 | 2 | 226.9976 | 495.9111 | 148.8119 | 2.486 | 874.2065 | 10.918 | 48.2259 | 933.3504 | 248.3581 | 508.5437 | 162.8151 | 2.7199 | 922.4367 | 11.2713 | 49.7865 | 983.4945 | 1.249% | 5.517% | TE | 1.0324 | 1.0324
TE20243 | TE2024 | TE | 2024 | 3 | 158.938 | 665.7181 | 116.9665 | 2.4619 | 944.0844 | 11.7907 | 52.0808 | 1007.9559 | 173.8941 | 682.6494 | 127.973 | 2.6936 | 987.21 | 12.1722 | 53.7661 | 1053.1483 | 1.249% | 5.517% | TE | 1.0324 | 1.0324
TE20244 | TE2024 | TE | 2024 | 4 | 182.8528 | 502.5268 | 126.8638 | 2.4519 | 814.6952 | 10.1747 | 44.943 | 869.8129 | 200.0593 | 515.3145 | 138.8017 | 2.6826 | 856.858 | 10.504 | 46.3973 | 913.7593 | 1.249% | 5.517% | TE | 1.0324 | 1.0324
TE20245 | TE2024 | TE | 2024 | 5 | 170.817 | 537.8478 | 129.2606 | 2.4517 | 840.3771 | 10.4955 | 46.3597 | 897.2323 | 186.8909 | 551.7438 | 141.4241 | 2.6824 | 882.7412 | 10.8351 | 47.8599 | 941.4362 | 1.249% | 5.517% | TE | 1.0324 | 1.0324
TE20246 | TE2024 | TE | 2024 | 6 | 210.9021 | 602.0525 | 148.7407 | 2.454 | 964.1493 | 12.0413 | 53.1877 | 1029.3782 | 230.748 | 617.3929 | 162.7372 | 2.685 | 1013.563 | 12.4309 | 54.9088 | 1080.9028 | 1.249% | 5.517% | TE | 1.0324 | 1.0324
TE20247 | TE2024 | TE | 2024 | 7 | 280.362 | 619.3652 | 175.1091 | 2.447 | 1077.2833 | 13.4542 | 59.4287 | 1150.1662 | 306.744 | 635.5899 | 191.5869 | 2.6772 | 1136.5981 | 13.8896 | 61.3519 | 1211.8395 | 1.249% | 5.517% | TE | 1.0324 | 1.0324
TE20248 | TE2024 | TE | 2024 | 8 | 239.283 | 671.6103 | 163.0514 | 2.4415 | 1076.3862 | 13.443 | 59.3793 | 1149.2085 | 261.7995 | 689.1096 | 178.3946 | 2.6712 | 1131.9749 | 13.878 | 61.3008 | 1207.1537 | 1.249% | 5.517% | TE | 1.0324 | 1.0324
TE20249 | TE2024 | TE | 2024 | 9 | 183.9249 | 614.1662 | 137.2629 | 2.4432 | 937.7972 | 11.7121 | 51.7339 | 1001.2433 | 201.2322 | 630.131 | 150.1793 | 2.6731 | 984.2157 | 12.0912 | 53.4081 | 1049.7149 | 1.249% | 5.517% | TE | 1.0324 | 1.0324
TE202410 | TE2024 | TE | 2024 | 10 | 164.5177 | 623.3987 | 140.3226 | 2.45 | 930.689 | 11.6234 | 51.3418 | 993.6542 | 179.9988 | 639.3745 | 153.527 | 2.6805 | 975.5808 | 11.9995 | 53.0032 | 1040.5836 | 1.249% | 5.517% | TE | 1.0324 | 1.0324
TE202411 | TE2024 | TE | 2024 | 11 | 192.7449 | 582.5448 | 136.4071 | 2.4494 | 914.1462 | 11.4168 | 50.4292 | 975.9922 | 210.8822 | 597.4006 | 149.243 | 2.6799 | 960.2057 | 11.7862 | 52.0611 | 1024.053 | 1.249% | 5.517% | TE | 1.0324 | 1.0324
TE202412 | TE2024 | TE | 2024 | 12 | 250.4233 | 598.0059 | 149.4805 | 2.4636 | 1000.3733 | 12.4937 | 55.186 | 1068.0529 | 273.9881 | 613.2949 | 163.5466 | 2.6954 | 1053.525 | 12.898 | 56.9718 | 1123.3948 | 1.249% | 5.517% | TE | 1.0324 | 1.0324
TE20251 | TE2025 | TE | 2025 | 1 | 262.0209 | 611.1142 | 149.4055 | 2.4617 | 1025.0023 | 12.8013 | 56.5446 | 1094.3482 | 286.677 | 626.6616 | 163.4646 | 2.6934 | 1079.4967 | 13.2155 | 58.3744 | 1151.0866 | 1.249% | 5.517% | TE | 1.0324 | 1.0324
TE20252 | TE2025 | TE | 2025 | 2 | 218.998 | 567.3804 | 135.2675 | 2.477 | 924.1228 | 11.5414 | 50.9796 | 986.6438 | 239.6057 | 581.872 | 147.9962 | 2.7101 | 972.1839 | 11.9148 | 52.6293 | 1036.728 | 1.249% | 5.517% | TE | 1.0324 | 1.0324
TE20253 | TE2025 | TE | 2025 | 3 | 212.2389 | 615.8155 | 134.4964 | 2.4627 | 965.0135 | 12.0521 | 53.2353 | 1030.3009 | 232.2105 | 631.4958 | 147.1525 | 2.6944 | 1013.5532 | 12.4421 | 54.958 | 1080.9533 | 1.249% | 5.517% | TE | 1.0324 | 1.0324
TE20254 | TE2025 | TE | 2025 | 4 | 176.5277 | 552.242 | 126.7172 | 2.453 | 857.9399 | 10.7148 | 47.3286 | 915.9833 | 193.1389 | 566.3355 | 138.6413 | 2.6838 | 900.7995 | 11.0615 | 48.8601 | 960.7212 | 1.249% | 5.517% | TE | 1.0324 | 1.0324
TE20255 | TE2025 | TE | 2025 | 5 | 163.6219 | 598.9846 | 138.1122 | 2.4544 | 903.1732 | 11.2797 | 49.8239 | 964.2768 | 179.0188 | 614.6532 | 151.1086 | 2.6853 | 947.4659 | 11.6447 | 51.4362 | 1010.5469 | 1.249% | 5.517% | TE | 1.0324 | 1.0324
TE20256 | TE2025 | TE | 2025 | 6 | 211.6388 | 599.2181 | 149.4876 | 2.4515 | 962.796 | 12.0244 | 53.113 | 1027.9334 | 231.554 | 614.3643 | 163.5544 | 2.6822 | 1012.1549 | 12.4135 | 54.8317 | 1079.4001 | 1.249% | 5.517% | TE | 1.0324 | 1.0324
TE20257 | TE2025 | TE | 2025 | 7 | 272.046 | 629.3103 | 170.2815 | 2.4499 | 1074.0876 | 13.4143 | 59.2525 | 1146.7544 | 297.6455 | 645.7981 | 186.305 | 2.6804 | 1132.429 | 13.8484 | 61.1699 | 1207.4472 | 1.249% | 5.517% | TE | 1.0324 | 1.0324
TE20258 | TE2025 | TE | 2025 | 8 | 246.6081 | 658.8575 | 159.9008 | 2.4436 | 1067.8101 | 13.3359 | 58.9062 | 1140.0521 | 269.814 | 675.9802 | 174.9475 | 2.6735 | 1123.4152 | 13.7674 | 60.8124 | 1197.995 | 1.249% | 5.517% | TE | 1.0324 | 1.0324
TE20259 | TE2025 | TE | 2025 | 9 | 184.7823 | 616.9323 | 139.9717 | 2.4448 | 944.1312 | 11.7913 | 52.0834 | 1008.0058 | 202.1703 | 632.9466 | 153.1431 | 2.6749 | 990.9348 | 12.1728 | 53.7688 | 1056.8764 | 1.249% | 5.517% | TE | 1.0324 | 1.0324
TE202510 | TE2025 | TE | 2025 | 10 | 155.977 | 612.0514 | 132.1962 | 2.4521 | 902.6768 | 11.2735 | 49.7965 | 963.7469 | 170.6545 | 627.705 | 144.6359 | 2.6829 | 945.6783 | 11.6383 | 51.4079 | 1008.7245 | 1.249% | 5.517% | TE | 1.0324 | 1.0324
TE202511 | TE2025 | TE | 2025 | 11 | 204.9571 | 579.1731 | 142.1882 | 2.4518 | 928.7703 | 11.5994 | 51.236 | 991.6057 | 224.2436 | 593.9672 | 155.5682 | 2.6825 | 976.4615 | 11.9748 | 52.894 | 1041.3302 | 1.249% | 5.517% | TE | 1.0324 | 1.0324
TE202512 | TE2025 | TE | 2025 | 12 | 250.3268 | 568.7537 | 139.8293 | 2.4654 | 961.3752 | 12.0066 | 53.0346 | 1026.4164 | 273.8826 | 583.3055 | 152.9872 | 2.6973 | 1012.8727 | 12.3951 | 54.7508 | 1080.0187 | 1.249% | 5.517% | TE | 1.0324 | 1.0324
TE20261 | TE2026 | TE | 2026 | 1 | 263.9164 | 616.129 | 147.8799 | 2.4615 | 1030.3868 | 12.8685 | 56.8417 | 1100.097 | 288.7509 | 631.8548 | 161.7954 | 2.6932 | 1085.0943 | 13.2849 | 58.6811 | 1157.0603 | 1.249% | 5.517% | TE | 1.0324 | 1.0324
TE20262 | TE2026 | TE | 2026 | 2 | 220.5822 | 572.0363 | 133.8862 | 2.4806 | 928.9854 | 11.6021 | 51.2478 | 991.8353 | 241.339 | 586.73 | 146.4849 | 2.7141 | 977.268 | 11.9775 | 52.9062 | 1042.1518 | 1.249% | 5.517% | TE | 1.0324 | 1.0324
TE20263 | TE2026 | TE | 2026 | 3 | 213.7743 | 620.8689 | 133.123 | 2.467 | 970.2332 | 12.1172 | 53.5233 | 1035.8737 | 233.8904 | 636.6789 | 145.6499 | 2.6992 | 1018.9184 | 12.5094 | 55.2553 | 1086.683 | 1.249% | 5.517% | TE | 1.0324 | 1.0324
TE20264 | TE2026 | TE | 2026 | 4 | 177.8047 | 556.7737 | 125.4232 | 2.4566 | 862.4583 | 10.7712 | 47.5778 | 920.8074 | 194.5362 | 570.9598 | 137.2256 | 2.6878 | 905.4093 | 11.1198 | 49.1175 | 965.6466 | 1.249% | 5.517% | TE | 1.0324 | 1.0324
TE20265 | TE2026 | TE | 2026 | 5 | 164.8056 | 603.8999 | 136.7019 | 2.4563 | 907.8637 | 11.3383 | 50.0827 | 969.2847 | 180.3138 | 619.5729 | 149.5656 | 2.6874 | 952.1397 | 11.7052 | 51.7033 | 1015.5483 | 1.249% | 5.517% | TE | 1.0324 | 1.0324
TE20266 | TE2026 | TE | 2026 | 6 | 213.1698 | 604.1353 | 147.9611 | 2.4564 | 967.7227 | 12.0859 | 53.3848 | 1033.1933 | 233.2291 | 619.4961 | 161.8843 | 2.6875 | 1017.297 | 12.477 | 55.1123 | 1084.8863 | 1.249% | 5.517% | TE | 1.0324 | 1.0324
TE20267 | TE2026 | TE | 2026 | 7 | 274.014 | 634.4744 | 168.5427 | 2.4515 | 1079.4826 | 13.4817 | 59.5501 | 1152.5143 | 299.7988 | 651.1087 | 184.4025 | 2.6822 | 1137.9922 | 13.9179 | 61.4771 | 1213.3872 | 1.249% | 5.517% | TE | 1.0324 | 1.0324
TE20268 | TE2026 | TE | 2026 | 8 | 248.3922 | 664.2641 | 158.268 | 2.446 | 1073.3702 | 13.4053 | 59.2129 | 1145.9884 | 271.7659 | 681.5391 | 173.161 | 2.6761 | 1129.1422 | 13.8391 | 61.129 | 1204.1103 | 1.249% | 5.517% | TE | 1.0324 | 1.0324
TE20269 | TE2026 | TE | 2026 | 9 | 186.1191 | 621.9949 | 138.5424 | 2.4478 | 949.1041 | 11.8534 | 52.3577 | 1013.3152 | 203.6329 | 638.163 | 151.5792 | 2.6781 | 996.0532 | 12.2369 | 54.052 | 1062.3422 | 1.249% | 5.517% | TE | 1.0324 | 1.0324
TE202610 | TE2026 | TE | 2026 | 10 | 157.1054 | 617.0739 | 130.8463 | 2.4551 | 907.4807 | 11.3335 | 50.0615 | 968.8758 | 171.889 | 632.8805 | 143.1589 | 2.6861 | 950.6145 | 11.7003 | 51.6815 | 1013.9963 | 1.249% | 5.517% | TE | 1.0324 | 1.0324
TE202611 | TE2026 | TE | 2026 | 11 | 206.4398 | 583.9258 | 140.7363 | 2.4556 | 933.5576 | 11.6592 | 51.5001 | 996.7168 | 225.8658 | 598.8356 | 153.9796 | 2.6867 | 981.3677 | 12.0365 | 53.1666 | 1046.5708 | 1.249% | 5.517% | TE | 1.0324 | 1.0324
TE202612 | TE2026 | TE | 2026 | 12 | 252.1378 | 573.4209 | 138.4014 | 2.469 | 966.4291 | 12.0697 | 53.3134 | 1031.8122 | 275.8639 | 588.0817 | 151.425 | 2.7013 | 1018.0719 | 12.4603 | 55.0387 | 1085.5709 | 1.249% | 5.517% | TE | 1.0324 | 1.0324
TE20271 | TE2027 | TE | 2027 | 1 | 265.8515 | 620.0183 | 146.3942 | 2.4623 | 1034.7264 | 12.9227 | 57.0811 | 1104.7301 | 290.8681 | 635.7967 | 160.1699 | 2.694 | 1089.5288 | 13.3409 | 58.9282 | 1161.7979 | 1.249% | 5.517% | TE | 1.0324 | 1.0324
TE20272 | TE2027 | TE | 2027 | 2 | 222.1996 | 575.6473 | 132.5412 | 2.486 | 932.8741 | 11.6507 | 51.4624 | 995.9871 | 243.1086 | 590.3753 | 145.0133 | 2.7199 | 981.2171 | 12.0277 | 53.1277 | 1046.3724 | 1.249% | 5.517% | TE | 1.0324 | 1.0324
TE20273 | TE2027 | TE | 2027 | 3 | 215.3417 | 624.7882 | 131.7856 | 2.4688 | 974.3843 | 12.1691 | 53.7523 | 1040.3056 | 235.6054 | 640.6802 | 144.1866 | 2.7011 | 1023.1733 | 12.5629 | 55.4917 | 1091.2279 | 1.249% | 5.517% | TE | 1.0324 | 1.0324
TE20274 | TE2027 | TE | 2027 | 4 | 179.1084 | 560.2884 | 124.1632 | 2.4588 | 866.0188 | 10.8157 | 47.7743 | 924.6088 | 195.9625 | 574.5667 | 135.8469 | 2.6902 | 909.0664 | 11.1657 | 49.3202 | 969.5523 | 1.249% | 5.517% | TE | 1.0324 | 1.0324
TE20275 | TE2027 | TE | 2027 | 5 | 166.014 | 607.7121 | 135.3286 | 2.4592 | 911.5139 | 11.3839 | 50.284 | 973.1818 | 181.6359 | 623.5095 | 148.063 | 2.6907 | 955.8991 | 11.7523 | 51.9112 | 1019.5625 | 1.249% | 5.517% | TE | 1.0324 | 1.0324
TE20276 | TE2027 | TE | 2027 | 6 | 214.7329 | 607.949 | 146.4747 | 2.4592 | 971.6157 | 12.1345 | 53.5996 | 1037.3498 | 234.9392 | 623.383 | 160.2579 | 2.6906 | 1021.2708 | 12.5272 | 55.334 | 1089.132 | 1.249% | 5.517% | TE | 1.0324 | 1.0324
TE20277 | TE2027 | TE | 2027 | 7 | 276.0232 | 638.4796 | 166.8494 | 2.4548 | 1083.807 | 13.5357 | 59.7886 | 1157.1313 | 301.997 | 655.2098 | 182.5499 | 2.6858 | 1142.4425 | 13.9737 | 61.7234 | 1218.1396 | 1.249% | 5.517% | TE | 1.0324 | 1.0324
TE20278 | TE2027 | TE | 2027 | 8 | 250.2134 | 668.4573 | 156.678 | 2.4492 | 1077.7979 | 13.4606 | 59.4571 | 1150.7157 | 273.7585 | 685.8445 | 171.4214 | 2.6797 | 1133.7041 | 13.8962 | 61.3812 | 1208.9815 | 1.249% | 5.517% | TE | 1.0324 | 1.0324
TE20279 | TE2027 | TE | 2027 | 9 | 187.4837 | 625.9213 | 137.1506 | 2.4509 | 953.0065 | 11.9021 | 52.573 | 1017.4815 | 205.126 | 642.1822 | 150.0564 | 2.6815 | 1000.0461 | 12.2872 | 54.2742 | 1066.6076 | 1.249% | 5.517% | TE | 1.0324 | 1.0324
TE202710 | TE2027 | TE | 2027 | 10 | 158.2573 | 620.9693 | 129.5318 | 2.4582 | 911.2165 | 11.3802 | 50.2676 | 972.8643 | 173.1494 | 636.8664 | 141.7207 | 2.6895 | 954.4259 | 11.7484 | 51.8943 | 1018.0686 | 1.249% | 5.517% | TE | 1.0324 | 1.0324
TE202711 | TE2027 | TE | 2027 | 11 | 207.9535 | 587.6119 | 139.3224 | 2.4581 | 937.346 | 11.7065 | 51.7091 | 1000.7615 | 227.5219 | 602.6134 | 152.4326 | 2.6895 | 985.2574 | 12.0853 | 53.3824 | 1050.7251 | 1.249% | 5.517% | TE | 1.0324 | 1.0324
TE202712 | TE2027 | TE | 2027 | 12 | 253.9865 | 577.0407 | 137.011 | 2.4721 | 970.5103 | 12.1207 | 53.5386 | 1036.1696 | 277.8866 | 591.7956 | 149.9037 | 2.7047 | 1022.2907 | 12.5129 | 55.2711 | 1090.0747 | 1.249% | 5.517% | TE | 1.0324 | 1.0324
TE20281 | TE2028 | TE | 2028 | 1 | 299.156 | 631.3146 | 162.5519 | 2.4681 | 1095.4907 | 13.6816 | 60.4332 | 1169.6055 | 327.3066 | 647.4034 | 177.8481 | 2.7004 | 1155.2585 | 14.1243 | 62.3888 | 1231.7716 | 1.249% | 5.517% | TE | 1.0324 | 1.0324
TE20282 | TE2028 | TE | 2028 | 2 | 233.3984 | 512.349 | 142.6447 | 2.4876 | 890.8796 | 11.1262 | 49.1457 | 951.1516 | 255.3612 | 525.4285 | 156.0676 | 2.7217 | 939.5789 | 11.4862 | 50.7361 | 1001.8012 | 1.249% | 5.517% | TE | 1.0324 | 1.0324
TE20283 | TE2028 | TE | 2028 | 3 | 163.4197 | 687.7846 | 112.1191 | 2.4727 | 965.796 | 12.0618 | 53.2785 | 1031.1363 | 178.7975 | 705.3256 | 122.6695 | 2.7053 | 1009.4978 | 12.4521 | 55.0026 | 1076.9526 | 1.249% | 5.517% | TE | 1.0324 | 1.0324
TE20284 | TE2028 | TE | 2028 | 4 | 188.0088 | 519.184 | 121.6062 | 2.4628 | 831.2618 | 10.3816 | 45.8569 | 887.5003 | 205.7004 | 532.408 | 133.0494 | 2.6945 | 873.8524 | 10.7176 | 47.3408 | 931.9107 | 1.249% | 5.517% | TE | 1.0324 | 1.0324
TE20285 | TE2028 | TE | 2028 | 5 | 175.6336 | 555.6758 | 123.9038 | 2.4634 | 857.6766 | 10.7115 | 47.3141 | 915.7021 | 192.1608 | 570.111 | 135.5631 | 2.6952 | 900.53 | 11.0581 | 48.8451 | 960.4333 | 1.249% | 5.517% | TE | 1.0324 | 1.0324
TE20286 | TE2028 | TE | 2028 | 6 | 216.849 | 622.0086 | 142.5765 | 2.4626 | 983.8967 | 12.2879 | 54.277 | 1050.4616 | 237.2545 | 637.7911 | 155.9929 | 2.6943 | 1033.7329 | 12.6855 | 56.0334 | 1102.4519 | 1.249% | 5.517% | TE | 1.0324 | 1.0324
TE20287 | TE2028 | TE | 2028 | 7 | 288.2675 | 639.8952 | 167.8522 | 2.4591 | 1098.474 | 13.7188 | 60.5977 | 1172.7905 | 315.3934 | 656.6678 | 183.6471 | 2.6905 | 1158.3988 | 14.1628 | 62.5587 | 1235.1203 | 1.249% | 5.517% | TE | 1.0324 | 1.0324
TE20288 | TE2028 | TE | 2028 | 8 | 246.0302 | 693.8721 | 156.2941 | 2.4534 | 1098.6498 | 13.721 | 60.6074 | 1172.9783 | 269.1816 | 711.9279 | 171.0014 | 2.6842 | 1154.7952 | 14.165 | 62.5687 | 1231.529 | 1.249% | 5.517% | TE | 1.0324 | 1.0324
TE20289 | TE2028 | TE | 2028 | 9 | 189.1111 | 634.5239 | 131.5744 | 2.4551 | 957.6645 | 11.9603 | 52.8299 | 1022.4547 | 206.9065 | 651.0131 | 143.9555 | 2.6861 | 1004.5612 | 12.3473 | 54.5395 | 1071.4481 | 1.249% | 5.517% | TE | 1.0324 | 1.0324
TE202810 | TE2028 | TE | 2028 | 10 | 169.1567 | 644.0624 | 134.5073 | 2.4625 | 950.1889 | 11.8669 | 52.4175 | 1014.4734 | 185.0743 | 660.5654 | 147.1644 | 2.6942 | 995.4984 | 12.2509 | 54.1138 | 1061.8631 | 1.249% | 5.517% | TE | 1.0324 | 1.0324
TE202811 | TE2028 | TE | 2028 | 11 | 198.1799 | 601.8544 | 130.754 | 2.4627 | 933.2509 | 11.6554 | 51.4831 | 996.3895 | 216.8286 | 617.2308 | 143.058 | 2.6944 | 979.8118 | 12.0325 | 53.1491 | 1044.9934 | 1.249% | 5.517% | TE | 1.0324 | 1.0324
TE202812 | TE2028 | TE | 2028 | 12 | 257.4846 | 617.8279 | 143.2857 | 2.4766 | 1021.0748 | 12.7522 | 56.328 | 1090.1549 | 281.7139 | 633.6574 | 156.7688 | 2.7096 | 1074.8497 | 13.1649 | 58.1508 | 1146.1653 | 1.249% | 5.517% | TE | 1.0324 | 1.0324
TE20291 | TE2029 | TE | 2029 | 1 | 270.175 | 627.2513 | 143.5327 | 2.4719 | 1043.4307 | 13.0314 | 57.5613 | 1114.0234 | 295.5984 | 643.2397 | 157.0391 | 2.7045 | 1098.5816 | 13.4531 | 59.4239 | 1171.4587 | 1.249% | 5.517% | TE | 1.0324 | 1.0324
TE20292 | TE2029 | TE | 2029 | 2 | 225.8132 | 582.3627 | 129.9504 | 2.4927 | 940.6189 | 11.7474 | 51.8896 | 1004.2559 | 247.0622 | 597.2801 | 142.1787 | 2.7273 | 989.2482 | 12.1275 | 53.5688 | 1054.9445 | 1.249% | 5.517% | TE | 1.0324 | 1.0324
TE20293 | TE2029 | TE | 2029 | 3 | 218.8437 | 632.0768 | 129.2096 | 2.4776 | 982.6077 | 12.2718 | 54.2059 | 1049.0854 | 239.4369 | 648.1701 | 141.3682 | 2.7108 | 1031.6859 | 12.6689 | 55.96 | 1100.3149 | 1.249% | 5.517% | TE | 1.0324 | 1.0324
TE20294 | TE2029 | TE | 2029 | 4 | 182.0212 | 566.8245 | 121.7361 | 2.4677 | 873.0496 | 10.9035 | 48.1621 | 932.1152 | 199.1494 | 581.2735 | 133.1915 | 2.6999 | 916.3143 | 11.2564 | 49.7206 | 977.2913 | 1.249% | 5.517% | TE | 1.0324 | 1.0324
TE20295 | TE2029 | TE | 2029 | 5 | 168.7139 | 614.8015 | 132.6833 | 2.468 | 918.6666 | 11.4732 | 50.6786 | 980.8184 | 184.5898 | 630.7891 | 145.1688 | 2.7003 | 963.248 | 11.8445 | 52.3186 | 1027.411 | 1.249% | 5.517% | TE | 1.0324 | 1.0324
TE20296 | TE2029 | TE | 2029 | 6 | 218.225 | 615.0411 | 143.6115 | 2.4679 | 979.3455 | 12.231 | 54.026 | 1045.6025 | 238.76 | 630.6617 | 157.1253 | 2.7001 | 1029.2471 | 12.6268 | 55.7743 | 1097.6482 | 1.249% | 5.517% | TE | 1.0324 | 1.0324
TE20297 | TE2029 | TE | 2029 | 7 | 280.512 | 645.9279 | 163.588 | 2.4638 | 1092.4917 | 13.6441 | 60.2677 | 1166.4035 | 306.9082 | 662.8624 | 178.9816 | 2.6956 | 1151.4478 | 14.0857 | 62.218 | 1227.7515 | 1.249% | 5.517% | TE | 1.0324 | 1.0324
TE20298 | TE2029 | TE | 2029 | 8 | 254.2826 | 676.2553 | 153.6154 | 2.4583 | 1086.6116 | 13.5707 | 59.9433 | 1160.1256 | 278.2106 | 693.8472 | 168.0706 | 2.6896 | 1142.818 | 14.0098 | 61.8831 | 1218.7109 | 1.249% | 5.517% | TE | 1.0324 | 1.0324
TE20299 | TE2029 | TE | 2029 | 9 | 190.5327 | 633.2231 | 134.4697 | 2.4601 | 960.6856 | 11.998 | 52.9966 | 1025.6802 | 208.4619 | 649.6811 | 147.1233 | 2.6916 | 1007.9579 | 12.3863 | 54.7116 | 1075.0557 | 1.249% | 5.517% | TE | 1.0324 | 1.0324
TE202910 | TE2029 | TE | 2029 | 10 | 160.831 | 628.2133 | 126.9998 | 2.4676 | 918.5117 | 11.4713 | 50.6701 | 980.6531 | 175.9652 | 644.3044 | 138.9505 | 2.6998 | 961.9199 | 11.8425 | 52.3097 | 1026.0721 | 1.249% | 5.517% | TE | 1.0324 | 1.0324
TE202911 | TE2029 | TE | 2029 | 11 | 211.3354 | 594.4668 | 136.5991 | 2.468 | 944.8692 | 11.8005 | 52.1241 | 1008.7937 | 231.222 | 609.6493 | 149.453 | 2.7002 | 993.0245 | 12.1823 | 53.8108 | 1059.0176 | 1.249% | 5.517% | TE | 1.0324 | 1.0324
TE202912 | TE2029 | TE | 2029 | 12 | 258.117 | 583.7723 | 134.3328 | 2.4819 | 978.704 | 12.223 | 53.9906 | 1044.9176 | 282.4058 | 598.7056 | 146.9735 | 2.7155 | 1030.8004 | 12.6186 | 55.7377 | 1099.1567 | 1.249% | 5.517% | TE | 1.0324 | 1.0324
TE20301 | TE2030 | TE | 2030 | 1 | 271.9674 | 629.9931 | 141.7372 | 2.4769 | 1046.1746 | 13.0657 | 57.7126 | 1116.9529 | 297.5595 | 646.0437 | 155.0746 | 2.71 | 1101.3879 | 13.4885 | 59.5802 | 1174.4566 | 1.249% | 5.517% | TE | 1.0324 | 1.0324
TE20302 | TE2030 | TE | 2030 | 2 | 227.3113 | 584.9083 | 128.3248 | 2.4984 | 943.0427 | 11.7777 | 52.0233 | 1006.8437 | 248.7013 | 599.8801 | 140.4002 | 2.7335 | 991.715 | 12.1588 | 53.7068 | 1057.5806 | 1.249% | 5.517% | TE | 1.0324 | 1.0324
TE20303 | TE2030 | TE | 2030 | 3 | 220.2956 | 634.8397 | 127.5933 | 2.4828 | 985.2114 | 12.3043 | 54.3496 | 1051.8652 | 241.0254 | 651.0018 | 139.5998 | 2.7164 | 1034.3434 | 12.7025 | 56.1083 | 1103.1541 | 1.249% | 5.517% | TE | 1.0324 | 1.0324
TE20304 | TE2030 | TE | 2030 | 4 | 183.2288 | 569.3022 | 120.2133 | 2.473 | 875.2174 | 10.9306 | 48.2817 | 934.4296 | 200.4706 | 583.8163 | 131.5254 | 2.7057 | 918.5181 | 11.2843 | 49.8441 | 979.6465 | 1.249% | 5.517% | TE | 1.0324 | 1.0324
TE20305 | TE2030 | TE | 2030 | 5 | 169.8332 | 617.4889 | 131.0235 | 2.4736 | 920.8191 | 11.5001 | 50.7973 | 983.1166 | 185.8145 | 633.5564 | 143.3528 | 2.7063 | 965.43 | 11.8723 | 52.4411 | 1029.7434 | 1.249% | 5.517% | TE | 1.0324 | 1.0324
TE20306 | TE2030 | TE | 2030 | 6 | 219.6728 | 617.7296 | 141.815 | 2.4734 | 981.6908 | 12.2603 | 54.1553 | 1048.1064 | 240.344 | 633.4123 | 155.1598 | 2.7061 | 1031.6222 | 12.6571 | 55.9078 | 1100.1871 | 1.249% | 5.517% | TE | 1.0324 | 1.0324
TE20307 | TE2030 | TE | 2030 | 7 | 282.373 | 648.7514 | 161.5416 | 2.4695 | 1095.1355 | 13.6771 | 60.4136 | 1169.2263 | 308.9444 | 665.7593 | 176.7427 | 2.7019 | 1154.1482 | 14.1197 | 62.3686 | 1230.6365 | 1.249% | 5.517% | TE | 1.0324 | 1.0324
TE20308 | TE2030 | TE | 2030 | 8 | 255.9696 | 679.2114 | 151.6938 | 2.464 | 1089.3387 | 13.6048 | 60.0938 | 1163.0373 | 280.0563 | 696.8813 | 165.9682 | 2.6959 | 1145.6016 | 14.045 | 62.0384 | 1221.6851 | 1.249% | 5.517% | TE | 1.0324 | 1.0324
TE20309 | TE2030 | TE | 2030 | 9 | 191.7968 | 635.991 | 132.7876 | 2.4659 | 963.0412 | 12.0274 | 53.1265 | 1028.1952 | 209.8448 | 652.5199 | 145.2829 | 2.6979 | 1010.3455 | 12.4166 | 54.8457 | 1077.6078 | 1.249% | 5.517% | TE | 1.0324 | 1.0324
TE203010 | TE2030 | TE | 2030 | 10 | 161.898 | 630.9593 | 125.4111 | 2.4734 | 920.7419 | 11.4991 | 50.7931 | 983.0341 | 177.1326 | 647.1199 | 137.2123 | 2.7061 | 964.171 | 11.8713 | 52.4367 | 1028.479 | 1.249% | 5.517% | TE | 1.0324 | 1.0324
TE203011 | TE2030 | TE | 2030 | 11 | 212.7374 | 597.0654 | 134.8903 | 2.4737 | 947.1668 | 11.8292 | 52.2508 | 1011.2468 | 232.756 | 612.3149 | 147.5835 | 2.7065 | 995.3609 | 12.212 | 53.9417 | 1061.5145 | 1.249% | 5.517% | TE | 1.0324 | 1.0324
TE203012 | TE2030 | TE | 2030 | 12 | 259.8294 | 586.3241 | 132.6524 | 2.4879 | 981.2938 | 12.2554 | 54.1334 | 1047.6826 | 284.2794 | 601.3247 | 145.135 | 2.722 | 1033.4611 | 12.652 | 55.8852 | 1101.9982 | 1.249% | 5.517% | TE | 1.0324 | 1.0324
TE20311 | TE2031 | TE | 2031 | 1 | 273.776 | 632.746 | 140.0729 | 2.4834 | 1049.0784 | 13.1019 | 57.8728 | 1120.0531 | 299.5383 | 648.8726 | 153.2537 | 2.7171 | 1104.3818 | 13.5259 | 59.7456 | 1177.6533 | 1.249% | 5.517% | TE | 1.0324 | 1.0324
TE20312 | TE2031 | TE | 2031 | 2 | 228.8229 | 587.4642 | 126.818 | 2.5042 | 945.6093 | 11.8097 | 52.1649 | 1009.5839 | 250.3552 | 602.5068 | 138.7516 | 2.7398 | 994.3534 | 12.1919 | 53.853 | 1060.3982 | 1.249% | 5.517% | TE | 1.0324 | 1.0324
TE20313 | TE2031 | TE | 2031 | 3 | 221.7606 | 637.6138 | 126.095 | 2.4891 | 987.9586 | 12.3386 | 54.5011 | 1054.7983 | 242.6283 | 653.8506 | 137.9606 | 2.7233 | 1037.1628 | 12.7379 | 56.2648 | 1106.1654 | 1.249% | 5.517% | TE | 1.0324 | 1.0324
TE20314 | TE2031 | TE | 2031 | 4 | 184.4473 | 571.7899 | 118.8018 | 2.4793 | 877.5184 | 10.9593 | 48.4086 | 936.8863 | 201.8038 | 586.3693 | 129.981 | 2.7126 | 920.8668 | 11.314 | 49.9751 | 982.1559 | 1.249% | 5.517% | TE | 1.0324 | 1.0324
TE20315 | TE2031 | TE | 2031 | 5 | 170.9626 | 620.1872 | 129.485 | 2.48 | 923.1147 | 11.5288 | 50.924 | 985.5675 | 187.0502 | 636.3298 | 141.6696 | 2.7133 | 967.7629 | 11.9019 | 52.5719 | 1032.2366 | 1.249% | 5.517% | TE | 1.0324 | 1.0324
TE20316 | TE2031 | TE | 2031 | 6 | 221.1336 | 620.4289 | 140.1498 | 2.4797 | 984.1921 | 12.2916 | 54.2933 | 1050.777 | 241.9423 | 636.1801 | 153.3379 | 2.7131 | 1034.1734 | 12.6893 | 56.0503 | 1102.913 | 1.249% | 5.517% | TE | 1.0324 | 1.0324
TE20317 | TE2031 | TE | 2031 | 7 | 284.2509 | 651.5863 | 159.6448 | 2.476 | 1097.958 | 13.7124 | 60.5693 | 1172.2396 | 310.9989 | 668.671 | 174.6674 | 2.709 | 1157.0463 | 14.1561 | 62.5293 | 1233.7317 | 1.249% | 5.517% | TE | 1.0324 | 1.0324
TE20318 | TE2031 | TE | 2031 | 8 | 257.6718 | 682.1794 | 149.9126 | 2.4706 | 1092.2343 | 13.6409 | 60.2535 | 1166.1288 | 281.9187 | 699.9272 | 164.0194 | 2.7031 | 1148.5684 | 14.0823 | 62.2033 | 1224.854 | 1.249% | 5.517% | TE | 1.0324 | 1.0324
TE20319 | TE2031 | TE | 2031 | 9 | 193.0723 | 638.7701 | 131.2284 | 2.4725 | 965.5433 | 12.0587 | 53.2646 | 1030.8665 | 211.2404 | 655.373 | 143.5769 | 2.7052 | 1012.8955 | 12.4489 | 54.9882 | 1080.3326 | 1.249% | 5.517% | TE | 1.0324 | 1.0324
TE203110 | TE2031 | TE | 2031 | 10 | 162.9747 | 633.7165 | 123.9386 | 2.4801 | 923.1098 | 11.5287 | 50.9237 | 985.5622 | 178.3106 | 649.9498 | 135.6012 | 2.7135 | 966.5751 | 11.9018 | 52.5716 | 1031.0484 | 1.249% | 5.517% | TE | 1.0324 | 1.0324
TE203111 | TE2031 | TE | 2031 | 11 | 214.1522 | 599.6744 | 133.3064 | 2.4805 | 949.6135 | 11.8597 | 52.3858 | 1013.859 | 234.3039 | 614.9926 | 145.8506 | 2.7139 | 997.861 | 12.2435 | 54.081 | 1064.1855 | 1.249% | 5.517% | TE | 1.0324 | 1.0324
TE203112 | TE2031 | TE | 2031 | 12 | 261.5573 | 588.8862 | 131.0948 | 2.4948 | 984.0331 | 12.2896 | 54.2846 | 1050.6072 | 286.1699 | 603.9547 | 143.4308 | 2.7295 | 1036.285 | 12.6873 | 56.0412 | 1105.0135 | 1.249% | 5.517% | TE | 1.0324 | 1.0324
TE20321 | TE2032 | TE | 2032 | 1 | 307.7761 | 643.4003 | 155.48 | 2.4902 | 1109.1466 | 13.8521 | 61.1865 | 1184.1852 | 336.7378 | 659.8044 | 170.1107 | 2.7245 | 1169.3774 | 14.3004 | 63.1665 | 1246.8443 | 1.249% | 5.517% | TE | 1.0324 | 1.0324
TE20322 | TE2032 | TE | 2032 | 2 | 240.1237 | 522.1572 | 136.4389 | 2.5113 | 901.2311 | 11.2555 | 49.7168 | 962.2033 | 262.7193 | 535.4969 | 149.2778 | 2.7476 | 950.2416 | 11.6197 | 51.3256 | 1013.1869 | 1.249% | 5.517% | TE | 1.0324 | 1.0324
TE20323 | TE2032 | TE | 2032 | 3 | 168.1285 | 700.9513 | 107.2412 | 2.4962 | 978.8173 | 12.2244 | 53.9968 | 1045.0386 | 183.9494 | 718.8299 | 117.3326 | 2.7311 | 1022.8431 | 12.62 | 55.7442 | 1091.2073 | 1.249% | 5.517% | TE | 1.0324 | 1.0324
TE20324 | TE2032 | TE | 2032 | 4 | 193.4262 | 529.1231 | 116.3156 | 2.4865 | 841.3514 | 10.5076 | 46.4135 | 898.2725 | 211.6276 | 542.5998 | 127.2609 | 2.7205 | 884.2089 | 10.8477 | 47.9154 | 942.9719 | 1.249% | 5.517% | TE | 1.0324 | 1.0324
TE20325 | TE2032 | TE | 2032 | 5 | 180.6944 | 566.3135 | 118.5132 | 2.4871 | 868.0083 | 10.8406 | 47.884 | 926.7328 | 197.6978 | 581.0149 | 129.6653 | 2.7212 | 911.0991 | 11.1914 | 49.4335 | 971.724 | 1.249% | 5.517% | TE | 1.0324 | 1.0324
TE20326 | TE2032 | TE | 2032 | 6 | 223.0974 | 633.9162 | 136.3736 | 2.4871 | 995.8743 | 12.4375 | 54.9378 | 1063.2495 | 244.0909 | 650.0179 | 149.2064 | 2.7211 | 1046.0362 | 12.8399 | 56.7156 | 1115.5917 | 1.249% | 5.517% | TE | 1.0324 | 1.0324
TE20327 | TE2032 | TE | 2032 | 7 | 296.5738 | 652.1452 | 160.5496 | 2.4833 | 1111.7519 | 13.8847 | 61.3302 | 1186.9668 | 324.4814 | 669.2448 | 175.6574 | 2.717 | 1172.1006 | 14.334 | 63.3149 | 1249.7494 | 1.249% | 5.517% | TE | 1.0324 | 1.0324
TE20328 | TE2032 | TE | 2032 | 8 | 253.1194 | 707.1554 | 149.4945 | 2.4779 | 1112.2473 | 13.8909 | 61.3575 | 1187.4957 | 276.938 | 725.5647 | 163.5619 | 2.7111 | 1168.7757 | 14.3404 | 63.3431 | 1246.4591 | 1.249% | 5.517% | TE | 1.0324 | 1.0324
TE20329 | TE2032 | TE | 2032 | 9 | 194.5603 | 646.6711 | 125.8501 | 2.48 | 969.5615 | 12.1089 | 53.4862 | 1035.1566 | 212.8684 | 663.4835 | 137.6926 | 2.7133 | 1016.7579 | 12.5007 | 55.217 | 1084.4756 | 1.249% | 5.517% | TE | 1.0324 | 1.0324
TE203210 | TE2032 | TE | 2032 | 10 | 174.0309 | 656.3922 | 128.6555 | 2.4876 | 961.5661 | 12.009 | 53.0452 | 1026.6203 | 190.4072 | 673.2204 | 140.7619 | 2.7217 | 1007.1112 | 12.3976 | 54.7617 | 1074.2706 | 1.249% | 5.517% | TE | 1.0324 | 1.0324
TE203211 | TE2032 | TE | 2032 | 11 | 203.8903 | 613.3761 | 125.0655 | 2.4881 | 944.82 | 11.7999 | 52.1214 | 1008.7412 | 223.0764 | 629.0494 | 136.8341 | 2.7222 | 991.6822 | 12.1817 | 53.808 | 1057.6719 | 1.249% | 5.517% | TE | 1.0324 | 1.0324
TE203212 | TE2032 | TE | 2032 | 12 | 264.9039 | 629.6554 | 137.0519 | 2.5025 | 1034.1138 | 12.915 | 57.0473 | 1104.0761 | 289.8314 | 645.7922 | 149.9485 | 2.738 | 1088.31 | 13.333 | 58.8933 | 1160.5363 | 1.249% | 5.517% | TE | 1.0324 | 1.0324
TE20331 | TE2033 | TE | 2033 | 1 | 277.8572 | 639.5086 | 137.3841 | 2.4979 | 1057.2479 | 13.204 | 58.3235 | 1128.7753 | 304.0036 | 655.8098 | 150.312 | 2.733 | 1112.8583 | 13.6312 | 60.2108 | 1186.7004 | 1.249% | 5.517% | TE | 1.0324 | 1.0324
TE20332 | TE2033 | TE | 2033 | 2 | 232.234 | 593.7428 | 124.3837 | 2.5192 | 952.8796 | 11.9005 | 52.566 | 1017.3461 | 254.0872 | 608.9482 | 136.0882 | 2.7562 | 1001.8799 | 12.2856 | 54.267 | 1068.4325 | 1.249% | 5.517% | TE | 1.0324 | 1.0324
TE20333 | TE2033 | TE | 2033 | 3 | 225.0664 | 644.4284 | 123.6746 | 2.504 | 995.6734 | 12.435 | 54.9267 | 1063.0351 | 246.2452 | 660.8407 | 135.3124 | 2.7396 | 1045.1379 | 12.8374 | 56.7041 | 1114.6794 | 1.249% | 5.517% | TE | 1.0324 | 1.0324
TE20334 | TE2033 | TE | 2033 | 4 | 187.1969 | 577.901 | 116.5213 | 2.4944 | 884.1136 | 11.0417 | 48.7725 | 943.9278 | 204.8121 | 592.6374 | 127.486 | 2.7291 | 927.6647 | 11.399 | 50.3507 | 989.4144 | 1.249% | 5.517% | TE | 1.0324 | 1.0324
TE20335 | TE2033 | TE | 2033 | 5 | 173.5111 | 626.8155 | 126.9995 | 2.4951 | 929.8213 | 11.6125 | 51.2939 | 992.7277 | 189.8385 | 643.1322 | 138.9502 | 2.7299 | 974.6508 | 11.9883 | 52.9538 | 1039.593 | 1.249% | 5.517% | TE | 1.0324 | 1.0324
TE20336 | TE2033 | TE | 2033 | 6 | 224.4301 | 627.0598 | 137.4596 | 2.4951 | 991.4446 | 12.3822 | 54.6934 | 1058.5202 | 245.549 | 642.9831 | 150.3946 | 2.7299 | 1041.6565 | 12.7828 | 56.4633 | 1110.9027 | 1.249% | 5.517% | TE | 1.0324 | 1.0324
TE20337 | TE2033 | TE | 2033 | 7 | 288.4882 | 658.5501 | 156.5804 | 2.4914 | 1106.1102 | 13.8142 | 61.019 | 1180.9434 | 315.635 | 675.8206 | 171.3146 | 2.7259 | 1165.4961 | 14.2612 | 62.9936 | 1242.7509 | 1.249% | 5.517% | TE | 1.0324 | 1.0324
TE20338 | TE2033 | TE | 2033 | 8 | 261.513 | 689.4702 | 147.035 | 2.4861 | 1100.5043 | 13.7442 | 60.7097 | 1174.9582 | 286.1213 | 707.4114 | 160.871 | 2.7201 | 1157.1237 | 14.189 | 62.6743 | 1233.987 | 1.249% | 5.517% | TE | 1.0324 | 1.0324
TE20339 | TE2033 | TE | 2033 | 9 | 195.9504 | 645.597 | 128.7094 | 2.4882 | 972.7451 | 12.1486 | 53.6619 | 1038.5555 | 214.3893 | 662.3805 | 140.8209 | 2.7223 | 1020.3132 | 12.5417 | 55.3984 | 1088.2533 | 1.249% | 5.517% | TE | 1.0324 | 1.0324
TE203310 | TE2033 | TE | 2033 | 10 | 165.4042 | 640.4894 | 121.5595 | 2.4959 | 929.949 | 11.6141 | 51.301 | 992.8641 | 180.9687 | 656.9002 | 132.9983 | 2.7308 | 973.598 | 11.99 | 52.9611 | 1038.549 | 1.249% | 5.517% | TE | 1.0324 | 1.0324
TE203311 | TE2033 | TE | 2033 | 11 | 217.3446 | 606.0835 | 130.7476 | 2.4964 | 956.672 | 11.9479 | 52.7752 | 1021.3951 | 237.7967 | 621.5675 | 143.0509 | 2.7314 | 1005.1465 | 12.3345 | 54.483 | 1071.964 | 1.249% | 5.517% | TE | 1.0324 | 1.0324
TE203312 | TE2033 | TE | 2033 | 12 | 265.4564 | 595.1799 | 128.5784 | 2.511 | 991.7257 | 12.3857 | 54.7089 | 1058.8203 | 290.4358 | 610.413 | 140.6776 | 2.7473 | 1044.2738 | 12.7865 | 56.4793 | 1113.5395 | 1.249% | 5.517% | TE | 1.0324 | 1.0324
TE20341 | TE2034 | TE | 2034 | 1 | 280.459 | 643.271 | 136.4426 | 2.5066 | 1062.6792 | 13.2718 | 58.6231 | 1134.5741 | 306.8502 | 659.6712 | 149.2818 | 2.7424 | 1118.5457 | 13.7013 | 60.5202 | 1192.7671 | 1.249% | 5.517% | TE | 1.0324 | 1.0324
TE20342 | TE2034 | TE | 2034 | 2 | 234.4086 | 597.236 | 123.5312 | 2.5277 | 957.7036 | 11.9608 | 52.8321 | 1022.4964 | 256.4664 | 612.5337 | 135.1555 | 2.7656 | 1006.9213 | 12.3478 | 54.5417 | 1073.8108 | 1.249% | 5.517% | TE | 1.0324 | 1.0324
TE20343 | TE2034 | TE | 2034 | 3 | 227.1739 | 648.2198 | 122.827 | 2.5127 | 1000.7334 | 12.4982 | 55.2058 | 1068.4374 | 248.551 | 664.7309 | 134.385 | 2.7492 | 1050.4161 | 12.9026 | 56.9923 | 1120.311 | 1.249% | 5.517% | TE | 1.0324 | 1.0324
TE20344 | TE2034 | TE | 2034 | 4 | 188.9497 | 581.301 | 115.7228 | 2.5032 | 888.4767 | 11.0962 | 49.0132 | 948.5861 | 206.7299 | 596.1253 | 126.6123 | 2.7387 | 932.2063 | 11.4553 | 50.5992 | 994.2608 | 1.249% | 5.517% | TE | 1.0324 | 1.0324
TE20345 | TE2034 | TE | 2034 | 5 | 175.1358 | 630.5033 | 126.1292 | 2.504 | 934.2722 | 11.6681 | 51.5395 | 997.4798 | 191.6161 | 646.9185 | 137.9979 | 2.7396 | 979.2721 | 12.0457 | 53.2073 | 1044.5251 | 1.249% | 5.517% | TE | 1.0324 | 1.0324
TE20346 | TE2034 | TE | 2034 | 6 | 226.5316 | 630.749 | 136.5176 | 2.504 | 996.3022 | 12.4428 | 54.9614 | 1063.7064 | 247.8482 | 646.7675 | 149.3639 | 2.7396 | 1046.7192 | 12.8455 | 56.7399 | 1116.3046 | 1.249% | 5.517% | TE | 1.0324 | 1.0324
TE20347 | TE2034 | TE | 2034 | 7 | 291.1896 | 662.4246 | 155.5073 | 2.5004 | 1111.6219 | 13.883 | 61.323 | 1186.828 | 318.5905 | 679.7989 | 170.1405 | 2.7357 | 1171.2656 | 14.3323 | 63.3075 | 1248.9053 | 1.249% | 5.517% | TE | 1.0324 | 1.0324
TE20348 | TE2034 | TE | 2034 | 8 | 263.9617 | 693.5266 | 146.0273 | 2.4952 | 1106.0108 | 13.813 | 61.0135 | 1180.8372 | 288.8005 | 711.5751 | 159.7685 | 2.73 | 1162.874 | 14.26 | 62.9879 | 1240.1218 | 1.249% | 5.517% | TE | 1.0324 | 1.0324
TE20349 | TE2034 | TE | 2034 | 9 | 197.7852 | 649.3953 | 127.8273 | 2.4973 | 977.5052 | 12.2081 | 53.9244 | 1043.6377 | 216.3968 | 666.2795 | 139.8558 | 2.7323 | 1025.2645 | 12.6031 | 55.6694 | 1093.537 | 1.249% | 5.517% | TE | 1.0324 | 1.0324
TE203410 | TE2034 | TE | 2034 | 10 | 166.953 | 644.2576 | 120.7264 | 2.5051 | 934.4421 | 11.6702 | 51.5489 | 997.6612 | 182.6632 | 660.7674 | 132.0868 | 2.7408 | 978.2583 | 12.0479 | 53.217 | 1043.5231 | 1.249% | 5.517% | TE | 1.0324 | 1.0324
TE203411 | TE2034 | TE | 2034 | 11 | 219.3797 | 609.6493 | 129.8515 | 2.5057 | 961.3862 | 12.0068 | 53.0352 | 1026.4282 | 240.0234 | 625.226 | 142.0705 | 2.7415 | 1010.0614 | 12.3953 | 54.7515 | 1077.2081 | 1.249% | 5.517% | TE | 1.0324 | 1.0324
TE203412 | TE2034 | TE | 2034 | 12 | 267.9421 | 598.6816 | 127.6972 | 2.5203 | 996.8412 | 12.4495 | 54.9911 | 1064.2819 | 293.1554 | 614.0066 | 139.7135 | 2.7575 | 1049.633 | 12.8524 | 56.7706 | 1119.2561 | 1.249% | 5.517% | TE | 1.0324 | 1.0324
PPC20241 | PPC2024 | PPC | 2024 | 1 | 188.5452 | 191.8087 | 64.0852 | 0.27158 | 444.7107 | 0 | 33.1668 | 477.8776 | 205.3446 | 201.2466 | 69.7952 | 0.29577 | 476.6822 | 0 | 34.3127 | 510.995 | 0% | 7.458% | PPC |  | 1.0346
PPC20242 | PPC2024 | PPC | 2024 | 2 | 181.802 | 161.2053 | 73.5005 | 0.27161 | 416.7794 | 0 | 31.0837 | 447.8631 | 198.0005 | 168.8074 | 80.0494 | 0.29581 | 447.1532 | 0 | 32.1576 | 479.3108 | 0% | 7.458% | PPC |  | 1.0346
PPC20243 | PPC2024 | PPC | 2024 | 3 | 124.9224 | 222.0969 | 55.4511 | 0.27165 | 402.7421 | 0 | 30.0368 | 432.7788 | 136.053 | 232.7315 | 60.3917 | 0.29585 | 429.472 | 0 | 31.0746 | 460.5466 | 0% | 7.458% | PPC |  | 1.0346
PPC20244 | PPC2024 | PPC | 2024 | 4 | 123.6615 | 171.6639 | 49.5639 | 0.27168 | 345.1609 | 0 | 25.7423 | 370.9033 | 134.6797 | 180.0805 | 53.98 | 0.29589 | 369.0361 | 0 | 26.6317 | 395.6679 | 0% | 7.458% | PPC |  | 1.0346
PPC20245 | PPC2024 | PPC | 2024 | 5 | 119.3231 | 184.0686 | 50.526 | 0.27172 | 354.1894 | 0 | 26.4157 | 380.6051 | 129.9547 | 192.7193 | 55.0279 | 0.29593 | 377.9979 | 0 | 27.3284 | 405.3263 | 0% | 7.458% | PPC |  | 1.0346
PPC20246 | PPC2024 | PPC | 2024 | 6 | 135.4796 | 191.2406 | 51.5869 | 0.27175 | 378.5789 | 0 | 28.2347 | 406.8136 | 147.5508 | 200.5965 | 56.1833 | 0.29597 | 404.6266 | 0 | 29.2102 | 433.8368 | 0% | 7.458% | PPC |  | 1.0346
PPC20247 | PPC2024 | PPC | 2024 | 7 | 157.7195 | 186.0476 | 60.6332 | 0.27179 | 404.6721 | 0 | 30.1807 | 434.8528 | 171.7723 | 195.0114 | 66.0356 | 0.29601 | 433.1153 | 0 | 31.2235 | 464.3388 | 0% | 7.458% | PPC |  | 1.0346
PPC20248 | PPC2024 | PPC | 2024 | 8 | 147.7125 | 198.6358 | 59.794 | 0.27183 | 406.4141 | 0 | 30.3106 | 436.7247 | 160.8736 | 208.4811 | 65.1216 | 0.29605 | 434.7724 | 0 | 31.3579 | 466.1303 | 0% | 7.458% | PPC |  | 1.0346
PPC20249 | PPC2024 | PPC | 2024 | 9 | 122.4597 | 182.6475 | 54.7431 | 0.27186 | 360.1222 | 0 | 26.8582 | 386.9803 | 133.3708 | 191.6055 | 59.6207 | 0.29609 | 384.8931 | 0 | 27.7861 | 412.6792 | 0% | 7.458% | PPC |  | 1.0346
PPC202410 | PPC2024 | PPC | 2024 | 10 | 111.8179 | 184.4908 | 51.5827 | 0.2719 | 348.1633 | 0 | 25.9663 | 374.1295 | 121.7808 | 193.1505 | 56.1787 | 0.29612 | 371.4061 | 0 | 26.8634 | 398.2695 | 0% | 7.458% | PPC |  | 1.0346
PPC202411 | PPC2024 | PPC | 2024 | 11 | 132.6056 | 180.3067 | 51.9535 | 0.27193 | 365.1377 | 0 | 27.2322 | 392.3699 | 144.4208 | 188.921 | 56.5825 | 0.29616 | 390.2205 | 0 | 28.1731 | 418.3936 | 0% | 7.458% | PPC |  | 1.0346
PPC202412 | PPC2024 | PPC | 2024 | 12 | 175.5765 | 184.922 | 62.3139 | 0.27201 | 423.0844 | 0 | 31.5539 | 454.6383 | 191.2204 | 193.7343 | 67.8661 | 0.29625 | 453.117 | 0 | 32.6441 | 485.7611 | 0% | 7.458% | PPC |  | 1.0346
PPC20251 | PPC2025 | PPC | 2025 | 1 | 180.9749 | 187.7758 | 64.7743 | 0.27205 | 433.797 | 0 | 32.3529 | 466.1499 | 197.0998 | 196.9335 | 70.5457 | 0.29629 | 464.8752 | 0 | 33.4707 | 498.3459 | 0% | 7.458% | PPC |  | 1.0346
PPC20252 | PPC2025 | PPC | 2025 | 2 | 158.9135 | 178.1882 | 58.1572 | 0.27208 | 395.531 | 0 | 29.499 | 425.0299 | 173.0727 | 186.4562 | 63.339 | 0.29633 | 423.1641 | 0 | 30.5182 | 453.6823 | 0% | 7.458% | PPC |  | 1.0346
PPC20253 | PPC2025 | PPC | 2025 | 3 | 153.6246 | 180.0713 | 61.4867 | 0.27212 | 395.4548 | 0 | 29.4933 | 424.948 | 167.3125 | 188.5641 | 66.9652 | 0.29637 | 423.1382 | 0 | 30.5123 | 453.6505 | 0% | 7.458% | PPC |  | 1.0346
PPC20254 | PPC2025 | PPC | 2025 | 4 | 114.9378 | 175.9236 | 50.0252 | 0.27216 | 341.1587 | 0 | 25.4439 | 366.6026 | 125.1787 | 184.5206 | 54.4824 | 0.29641 | 364.4782 | 0 | 26.3229 | 390.8011 | 0% | 7.458% | PPC |  | 1.0346
PPC20255 | PPC2025 | PPC | 2025 | 5 | 114.3655 | 198.5372 | 50.0031 | 0.27219 | 363.178 | 0 | 27.0861 | 390.264 | 124.5555 | 207.7671 | 54.4583 | 0.29645 | 387.0773 | 0 | 28.0219 | 415.0992 | 0% | 7.458% | PPC |  | 1.0346
PPC20256 | PPC2025 | PPC | 2025 | 6 | 134.4851 | 196.1822 | 50.3549 | 0.27223 | 381.2945 | 0 | 28.4372 | 409.7317 | 146.4678 | 205.7823 | 54.8415 | 0.29649 | 407.3881 | 0 | 29.4197 | 436.8078 | 0% | 7.458% | PPC |  | 1.0346
PPC20257 | PPC2025 | PPC | 2025 | 7 | 165.4133 | 190.914 | 64.4416 | 0.27227 | 421.0411 | 0 | 31.4015 | 452.4427 | 180.1516 | 200.1335 | 70.1833 | 0.29653 | 450.765 | 0 | 32.4865 | 483.2514 | 0% | 7.458% | PPC |  | 1.0346
PPC20258 | PPC2025 | PPC | 2025 | 8 | 157.2817 | 200.7756 | 62.375 | 0.27231 | 420.7047 | 0 | 31.3764 | 452.0811 | 171.2955 | 210.7986 | 67.9327 | 0.29657 | 450.3234 | 0 | 32.4605 | 482.7839 | 0% | 7.458% | PPC |  | 1.0346
PPC20259 | PPC2025 | PPC | 2025 | 9 | 124.917 | 191.5992 | 53.5371 | 0.27234 | 370.3257 | 0 | 27.6191 | 397.9448 | 136.0471 | 201.0536 | 58.3072 | 0.29661 | 395.7045 | 0 | 28.5734 | 424.2779 | 0% | 7.458% | PPC |  | 1.0346
PPC202510 | PPC2025 | PPC | 2025 | 10 | 111.9021 | 196.3719 | 50.4879 | 0.27238 | 359.0343 | 0 | 26.777 | 385.8113 | 121.8726 | 205.6061 | 54.9864 | 0.29665 | 382.7616 | 0 | 27.7022 | 410.4638 | 0% | 7.458% | PPC |  | 1.0346
PPC202511 | PPC2025 | PPC | 2025 | 11 | 132.4321 | 184.1863 | 47.8209 | 0.27242 | 364.7117 | 0 | 27.2005 | 391.9122 | 144.2318 | 193.061 | 52.0818 | 0.29669 | 389.6712 | 0 | 28.1402 | 417.8115 | 0% | 7.458% | PPC |  | 1.0346
PPC202512 | PPC2025 | PPC | 2025 | 12 | 168.424 | 192.9446 | 57.6928 | 0.27249 | 419.3339 | 0 | 31.2742 | 450.6081 | 183.4306 | 202.1714 | 62.8332 | 0.29677 | 448.7319 | 0 | 32.3547 | 481.0866 | 0% | 7.458% | PPC |  | 1.0346
PPC20261 | PPC2026 | PPC | 2026 | 1 | 181.5096 | 189.8915 | 64.0253 | 0.27253 | 435.6989 | 0 | 32.4947 | 468.1937 | 197.6822 | 199.1578 | 69.7299 | 0.29681 | 466.8667 | 0 | 33.6174 | 500.4841 | 0% | 7.458% | PPC |  | 1.0346
PPC20262 | PPC2026 | PPC | 2026 | 2 | 159.383 | 180.1959 | 57.4847 | 0.27257 | 397.3362 | 0 | 29.6336 | 426.9698 | 173.584 | 188.525 | 62.6066 | 0.29685 | 425.0125 | 0 | 30.6574 | 455.6699 | 0% | 7.458% | PPC |  | 1.0346
PPC20263 | PPC2026 | PPC | 2026 | 3 | 154.0785 | 182.1002 | 60.7758 | 0.2726 | 397.2271 | 0 | 29.6255 | 426.8525 | 167.8069 | 190.6861 | 66.1909 | 0.29689 | 424.9808 | 0 | 30.649 | 455.6298 | 0% | 7.458% | PPC |  | 1.0346
PPC20264 | PPC2026 | PPC | 2026 | 4 | 115.2774 | 177.9057 | 49.4468 | 0.27264 | 342.9025 | 0 | 25.5739 | 368.4764 | 125.5486 | 186.5769 | 53.8525 | 0.29693 | 366.2749 | 0 | 26.4575 | 392.7324 | 0% | 7.458% | PPC |  | 1.0346
PPC20265 | PPC2026 | PPC | 2026 | 5 | 114.7034 | 200.7741 | 49.4249 | 0.27268 | 365.1751 | 0 | 27.235 | 392.4101 | 124.9235 | 210.1855 | 53.8286 | 0.29697 | 389.2346 | 0 | 28.176 | 417.4106 | 0% | 7.458% | PPC |  | 1.0346
PPC20266 | PPC2026 | PPC | 2026 | 6 | 134.8825 | 198.3925 | 49.7727 | 0.27272 | 383.3204 | 0 | 28.5883 | 411.9087 | 146.9005 | 208.0991 | 54.2074 | 0.29702 | 409.5041 | 0 | 29.576 | 439.0801 | 0% | 7.458% | PPC |  | 1.0346
PPC20267 | PPC2026 | PPC | 2026 | 7 | 165.902 | 193.065 | 63.6964 | 0.27275 | 422.9362 | 0 | 31.5429 | 454.4791 | 180.6839 | 202.4062 | 69.3718 | 0.29706 | 452.7589 | 0 | 32.6327 | 485.3916 | 0% | 7.458% | PPC |  | 1.0346
PPC20268 | PPC2026 | PPC | 2026 | 8 | 157.7464 | 203.0378 | 61.6538 | 0.27279 | 422.7108 | 0 | 31.5261 | 454.2368 | 171.8016 | 213.1654 | 67.1472 | 0.2971 | 452.4113 | 0 | 32.6153 | 485.0266 | 0% | 7.458% | PPC |  | 1.0346
PPC20269 | PPC2026 | PPC | 2026 | 9 | 125.2861 | 193.758 | 52.918 | 0.27283 | 372.2349 | 0 | 27.7615 | 399.9965 | 136.4491 | 203.3196 | 57.633 | 0.29714 | 397.6989 | 0 | 28.7207 | 426.4196 | 0% | 7.458% | PPC |  | 1.0346
PPC202610 | PPC2026 | PPC | 2026 | 10 | 112.2327 | 198.5844 | 49.9041 | 0.27287 | 360.9941 | 0 | 26.9232 | 387.9173 | 122.2327 | 207.9807 | 54.3505 | 0.29718 | 384.8611 | 0 | 27.8534 | 412.7145 | 0% | 7.458% | PPC |  | 1.0346
PPC202611 | PPC2026 | PPC | 2026 | 11 | 132.8234 | 186.2615 | 47.268 | 0.2729 | 366.6258 | 0 | 27.3432 | 393.969 | 144.658 | 195.2195 | 51.4796 | 0.29722 | 391.6542 | 0 | 28.2879 | 419.9421 | 0% | 7.458% | PPC |  | 1.0346
PPC202612 | PPC2026 | PPC | 2026 | 12 | 168.9217 | 195.1186 | 57.0257 | 0.27298 | 421.3389 | 0 | 31.4237 | 452.7626 | 183.9726 | 204.4656 | 62.1066 | 0.2973 | 450.8421 | 0 | 32.5094 | 483.3516 | 0% | 7.458% | PPC |  | 1.0346
PPC20271 | PPC2027 | PPC | 2027 | 1 | 182.785 | 191.8346 | 64.0882 | 0.27302 | 438.9808 | 0 | 32.7395 | 471.7203 | 199.0711 | 201.2195 | 69.7985 | 0.29734 | 470.3864 | 0 | 33.8706 | 504.257 | 0% | 7.458% | PPC |  | 1.0346
PPC20272 | PPC2027 | PPC | 2027 | 2 | 160.5029 | 182.0398 | 57.5412 | 0.27306 | 400.3569 | 0 | 29.8589 | 430.2158 | 174.8037 | 190.5203 | 62.6681 | 0.29739 | 428.2894 | 0 | 30.8905 | 459.18 | 0% | 7.458% | PPC |  | 1.0346
PPC20273 | PPC2027 | PPC | 2027 | 3 | 155.1611 | 183.9636 | 60.8355 | 0.27309 | 400.2333 | 0 | 29.8497 | 430.0829 | 168.9859 | 192.6822 | 66.2559 | 0.29743 | 428.2215 | 0 | 30.881 | 459.1025 | 0% | 7.458% | PPC |  | 1.0346
PPC20274 | PPC2027 | PPC | 2027 | 4 | 116.0873 | 179.7262 | 49.4953 | 0.27313 | 345.582 | 0 | 25.7737 | 371.3558 | 126.4307 | 188.511 | 53.9054 | 0.29747 | 369.1446 | 0 | 26.6642 | 395.8088 | 0% | 7.458% | PPC |  | 1.0346
PPC20275 | PPC2027 | PPC | 2027 | 5 | 115.5093 | 202.8286 | 49.4734 | 0.27317 | 368.0846 | 0 | 27.452 | 395.5366 | 125.8012 | 212.3182 | 53.8815 | 0.29751 | 392.2985 | 0 | 28.4005 | 420.6989 | 0% | 7.458% | PPC |  | 1.0346
PPC20276 | PPC2027 | PPC | 2027 | 6 | 135.8302 | 200.4227 | 49.8216 | 0.27321 | 386.3477 | 0 | 28.8141 | 415.1618 | 147.9327 | 210.2289 | 54.2607 | 0.29755 | 412.7198 | 0 | 29.8096 | 442.5294 | 0% | 7.458% | PPC |  | 1.0346
PPC20277 | PPC2027 | PPC | 2027 | 7 | 167.0677 | 195.0406 | 63.759 | 0.27325 | 426.1406 | 0 | 31.7819 | 457.9225 | 181.9534 | 204.4581 | 69.44 | 0.29759 | 456.1491 | 0 | 32.8799 | 489.0291 | 0% | 7.458% | PPC |  | 1.0346
PPC20278 | PPC2027 | PPC | 2027 | 8 | 158.8548 | 205.1154 | 61.7144 | 0.27328 | 425.9579 | 0 | 31.7682 | 457.7261 | 173.0088 | 215.3276 | 67.2131 | 0.29763 | 455.8471 | 0 | 32.8658 | 488.7129 | 0% | 7.458% | PPC |  | 1.0346
PPC20279 | PPC2027 | PPC | 2027 | 9 | 126.1664 | 195.7407 | 52.97 | 0.27332 | 375.1504 | 0 | 27.979 | 403.1294 | 137.4078 | 205.38 | 57.6896 | 0.29767 | 400.7751 | 0 | 28.9457 | 429.7208 | 0% | 7.458% | PPC |  | 1.0346
PPC202710 | PPC2027 | PPC | 2027 | 10 | 113.0213 | 200.6165 | 49.9531 | 0.27336 | 363.8643 | 0 | 27.1373 | 391.0016 | 123.0915 | 210.064 | 54.4039 | 0.29772 | 387.8572 | 0 | 28.0748 | 415.932 | 0% | 7.458% | PPC |  | 1.0346
PPC202711 | PPC2027 | PPC | 2027 | 11 | 133.7567 | 188.1675 | 47.3144 | 0.2734 | 369.512 | 0 | 27.5585 | 397.0704 | 145.6744 | 197.2025 | 51.5301 | 0.29776 | 394.7048 | 0 | 28.5106 | 423.2154 | 0% | 7.458% | PPC |  | 1.0346
PPC202712 | PPC2027 | PPC | 2027 | 12 | 170.1085 | 197.1152 | 57.0817 | 0.27347 | 424.5789 | 0 | 31.6654 | 456.2443 | 185.2652 | 206.5359 | 62.1677 | 0.29784 | 454.2666 | 0 | 32.7594 | 487.026 | 0% | 7.458% | PPC |  | 1.0346
PPC20281 | PPC2028 | PPC | 2028 | 1 | 192.119 | 200.6756 | 62.4403 | 0.27351 | 455.5084 | 0 | 33.9721 | 489.4806 | 209.2368 | 210.4744 | 68.0038 | 0.29788 | 488.0129 | 0 | 35.1459 | 523.1588 | 0% | 7.458% | PPC |  | 1.0346
PPC20282 | PPC2028 | PPC | 2028 | 2 | 185.248 | 168.6574 | 71.6139 | 0.27355 | 425.7929 | 0 | 31.7559 | 457.5488 | 201.7536 | 176.4834 | 77.9947 | 0.29792 | 456.5296 | 0 | 32.8531 | 489.3827 | 0% | 7.458% | PPC |  | 1.0346
PPC20283 | PPC2028 | PPC | 2028 | 3 | 127.2903 | 232.3639 | 54.0278 | 0.27359 | 413.9556 | 0 | 30.8731 | 444.8287 | 138.6318 | 243.3396 | 58.8416 | 0.29797 | 441.1111 | 0 | 31.9398 | 473.0508 | 0% | 7.458% | PPC |  | 1.0346
PPC20284 | PPC2028 | PPC | 2028 | 4 | 126.0054 | 179.5995 | 48.2917 | 0.27363 | 354.1702 | 0 | 26.4143 | 380.5845 | 137.2325 | 188.3692 | 52.5945 | 0.29801 | 378.4942 | 0 | 27.3269 | 405.8211 | 0% | 7.458% | PPC |  | 1.0346
PPC20285 | PPC2028 | PPC | 2028 | 5 | 121.5848 | 192.5777 | 49.2292 | 0.27367 | 363.6653 | 0 | 27.1224 | 390.7877 | 132.418 | 201.5741 | 53.6155 | 0.29805 | 387.9056 | 0 | 28.0595 | 415.9651 | 0% | 7.458% | PPC |  | 1.0346
PPC20286 | PPC2028 | PPC | 2028 | 6 | 138.0476 | 200.0812 | 50.2628 | 0.2737 | 388.6653 | 0 | 28.9869 | 417.6522 | 150.3476 | 209.8711 | 54.7412 | 0.29809 | 415.2581 | 0 | 29.9884 | 445.2465 | 0% | 7.458% | PPC |  | 1.0346
PPC20287 | PPC2028 | PPC | 2028 | 7 | 160.709 | 194.6481 | 59.0769 | 0.27374 | 414.7078 | 0 | 30.9292 | 445.637 | 175.0282 | 204.0535 | 64.3406 | 0.29813 | 443.7204 | 0 | 31.9978 | 475.7182 | 0% | 7.458% | PPC |  | 1.0346
PPC20288 | PPC2028 | PPC | 2028 | 8 | 150.5123 | 207.8183 | 58.2592 | 0.27378 | 416.8636 | 0 | 31.09 | 447.9535 | 163.9229 | 218.1807 | 63.4501 | 0.29818 | 445.8519 | 0 | 32.1641 | 478.0161 | 0% | 7.458% | PPC |  | 1.0346
PPC20289 | PPC2028 | PPC | 2028 | 9 | 124.7809 | 191.0908 | 53.338 | 0.27382 | 369.4835 | 0 | 27.5563 | 397.0399 | 135.8988 | 200.514 | 58.0904 | 0.29822 | 394.8015 | 0 | 28.5084 | 423.3099 | 0% | 7.458% | PPC |  | 1.0346
PPC202810 | PPC2028 | PPC | 2028 | 10 | 113.9373 | 193.0194 | 50.2587 | 0.27386 | 357.4893 | 0 | 26.6618 | 384.151 | 124.0892 | 202.1191 | 54.7367 | 0.29826 | 381.2432 | 0 | 27.583 | 408.8262 | 0% | 7.458% | PPC |  | 1.0346
PPC202811 | PPC2028 | PPC | 2028 | 11 | 135.1191 | 188.6418 | 50.62 | 0.2739 | 374.6548 | 0 | 27.942 | 402.5968 | 147.1582 | 197.715 | 55.1302 | 0.2983 | 400.3017 | 0 | 28.9074 | 429.2091 | 0% | 7.458% | PPC |  | 1.0346
PPC202812 | PPC2028 | PPC | 2028 | 12 | 178.9045 | 193.4705 | 60.7145 | 0.27398 | 433.3634 | 0 | 32.3205 | 465.684 | 194.8449 | 202.7259 | 66.1241 | 0.29839 | 463.9933 | 0 | 33.4372 | 497.4305 | 0% | 7.458% | PPC |  | 1.0346
PPC20291 | PPC2029 | PPC | 2029 | 1 | 186.0985 | 194.7958 | 64.2519 | 0.27401 | 445.4201 | 0 | 33.2197 | 478.6399 | 202.6799 | 204.3114 | 69.9767 | 0.29843 | 477.2664 | 0 | 34.3675 | 511.6339 | 0% | 7.458% | PPC |  | 1.0346
PPC20292 | PPC2029 | PPC | 2029 | 2 | 163.4125 | 184.8497 | 57.6882 | 0.27405 | 406.2244 | 0 | 30.2965 | 436.5209 | 177.9725 | 193.4272 | 62.8282 | 0.29847 | 434.5264 | 0 | 31.3432 | 465.8696 | 0% | 7.458% | PPC |  | 1.0346
PPC20293 | PPC2029 | PPC | 2029 | 3 | 157.9738 | 186.8033 | 60.9908 | 0.27409 | 406.042 | 0 | 30.2829 | 436.3249 | 172.0493 | 195.6314 | 66.4251 | 0.29851 | 434.4043 | 0 | 31.3292 | 465.7335 | 0% | 7.458% | PPC |  | 1.0346
PPC20294 | PPC2029 | PPC | 2029 | 4 | 118.1918 | 182.5005 | 49.6217 | 0.27413 | 350.5881 | 0 | 26.1471 | 376.7352 | 128.7227 | 191.4094 | 54.043 | 0.29856 | 374.4737 | 0 | 27.0505 | 401.5242 | 0% | 7.458% | PPC |  | 1.0346
PPC20295 | PPC2029 | PPC | 2029 | 5 | 117.6033 | 205.9595 | 49.5998 | 0.27417 | 373.4367 | 0 | 27.8512 | 401.2879 | 128.0818 | 215.5968 | 54.0191 | 0.2986 | 397.9962 | 0 | 28.8134 | 426.8097 | 0% | 7.458% | PPC |  | 1.0346
PPC20296 | PPC2029 | PPC | 2029 | 6 | 138.2926 | 203.5164 | 49.9488 | 0.27421 | 392.032 | 0 | 29.238 | 421.27 | 150.6144 | 213.474 | 54.3992 | 0.29864 | 418.7863 | 0 | 30.2482 | 449.0345 | 0% | 7.458% | PPC |  | 1.0346
PPC20297 | PPC2029 | PPC | 2029 | 7 | 170.0963 | 198.0513 | 63.9219 | 0.27425 | 432.3437 | 0 | 32.2445 | 464.5882 | 185.2519 | 207.6229 | 69.6173 | 0.29868 | 462.7908 | 0 | 33.3585 | 496.1494 | 0% | 7.458% | PPC |  | 1.0346
PPC20298 | PPC2029 | PPC | 2029 | 8 | 161.7345 | 208.2816 | 61.872 | 0.27429 | 432.1624 | 0 | 32.231 | 464.3933 | 176.1451 | 218.6631 | 67.3848 | 0.29873 | 462.4917 | 0 | 33.3445 | 495.8362 | 0% | 7.458% | PPC |  | 1.0346
PPC20299 | PPC2029 | PPC | 2029 | 9 | 128.4536 | 198.7621 | 53.1053 | 0.27433 | 380.5953 | 0 | 28.3851 | 408.9804 | 139.8988 | 208.5615 | 57.837 | 0.29877 | 406.596 | 0 | 29.3658 | 435.9618 | 0% | 7.458% | PPC |  | 1.0346
PPC202910 | PPC2029 | PPC | 2029 | 10 | 115.0702 | 203.7132 | 50.0807 | 0.27436 | 369.1384 | 0 | 27.5306 | 396.669 | 125.3229 | 213.3252 | 54.5429 | 0.29881 | 393.4898 | 0 | 28.4818 | 421.9716 | 0% | 7.458% | PPC |  | 1.0346
PPC202911 | PPC2029 | PPC | 2029 | 11 | 136.1814 | 191.0721 | 47.4353 | 0.2744 | 374.9631 | 0 | 27.965 | 402.9281 | 148.3152 | 200.2567 | 51.6617 | 0.29885 | 400.5324 | 0 | 28.9312 | 429.4636 | 0% | 7.458% | PPC |  | 1.0346
PPC202912 | PPC2029 | PPC | 2029 | 12 | 173.1923 | 200.1578 | 57.2275 | 0.27448 | 430.8521 | 0 | 32.1332 | 462.9853 | 188.6237 | 209.7344 | 62.3264 | 0.29894 | 460.9835 | 0 | 33.2434 | 494.227 | 0% | 7.458% | PPC |  | 1.0346
PPC20301 | PPC2030 | PPC | 2030 | 1 | 188.0243 | 195.66 | 63.8484 | 0.27452 | 447.8072 | 0 | 33.3978 | 481.205 | 204.7773 | 205.2212 | 69.5373 | 0.29898 | 479.8348 | 0 | 34.5517 | 514.3864 | 0% | 7.458% | PPC |  | 1.0346
PPC20302 | PPC2030 | PPC | 2030 | 2 | 165.1035 | 185.6698 | 57.3259 | 0.27456 | 408.3738 | 0 | 30.4568 | 438.8306 | 179.8142 | 194.2966 | 62.4337 | 0.29902 | 436.8435 | 0 | 31.5091 | 468.3526 | 0% | 7.458% | PPC |  | 1.0346
PPC20303 | PPC2030 | PPC | 2030 | 3 | 159.6086 | 187.632 | 60.6079 | 0.2746 | 408.1231 | 0 | 30.4381 | 438.5612 | 173.8297 | 196.5061 | 66.008 | 0.29907 | 436.643 | 0 | 31.4897 | 468.1327 | 0% | 7.458% | PPC |  | 1.0346
PPC20304 | PPC2030 | PPC | 2030 | 4 | 119.4149 | 183.3101 | 49.3102 | 0.27464 | 352.3098 | 0 | 26.2755 | 378.5853 | 130.0547 | 192.2632 | 53.7037 | 0.29911 | 376.3208 | 0 | 27.1833 | 403.5041 | 0% | 7.458% | PPC |  | 1.0346
PPC20305 | PPC2030 | PPC | 2030 | 5 | 118.8203 | 206.8732 | 49.2883 | 0.27468 | 375.2565 | 0 | 27.9869 | 403.2434 | 129.4072 | 216.5476 | 53.6799 | 0.29915 | 399.9338 | 0 | 28.9538 | 428.8877 | 0% | 7.458% | PPC |  | 1.0346
PPC20306 | PPC2030 | PPC | 2030 | 6 | 139.7237 | 204.4193 | 49.6352 | 0.27472 | 394.0528 | 0 | 29.3887 | 423.4415 | 152.173 | 214.4212 | 54.0577 | 0.2992 | 420.9511 | 0 | 30.4041 | 451.3552 | 0% | 7.458% | PPC |  | 1.0346
PPC20307 | PPC2030 | PPC | 2030 | 7 | 171.8565 | 198.9299 | 63.5205 | 0.27476 | 434.5817 | 0 | 32.4114 | 466.9931 | 187.1689 | 208.5405 | 69.1801 | 0.29924 | 465.1888 | 0 | 33.5312 | 498.72 | 0% | 7.458% | PPC |  | 1.0346
PPC20308 | PPC2030 | PPC | 2030 | 8 | 163.4082 | 209.2056 | 61.4835 | 0.2748 | 434.3721 | 0 | 32.3958 | 466.7678 | 177.9679 | 219.6306 | 66.9616 | 0.29928 | 464.8594 | 0 | 33.515 | 498.3744 | 0% | 7.458% | PPC |  | 1.0346
PPC20309 | PPC2030 | PPC | 2030 | 9 | 129.7828 | 199.6439 | 52.7718 | 0.27484 | 382.4734 | 0 | 28.5251 | 410.9985 | 141.3465 | 209.4837 | 57.4738 | 0.29932 | 408.6033 | 0 | 29.5107 | 438.114 | 0% | 7.458% | PPC |  | 1.0346
PPC203010 | PPC2030 | PPC | 2030 | 10 | 116.2609 | 204.617 | 49.7662 | 0.27488 | 370.919 | 0 | 27.6634 | 398.5824 | 126.6198 | 214.2627 | 54.2004 | 0.29937 | 395.3822 | 0 | 28.6192 | 424.0014 | 0% | 7.458% | PPC |  | 1.0346
PPC203011 | PPC2030 | PPC | 2030 | 11 | 137.5906 | 191.9197 | 47.1374 | 0.27492 | 376.9227 | 0 | 28.1112 | 405.0338 | 149.85 | 201.1435 | 51.3373 | 0.29941 | 402.6302 | 0 | 29.0824 | 431.7126 | 0% | 7.458% | PPC |  | 1.0346
PPC203012 | PPC2030 | PPC | 2030 | 12 | 174.9845 | 201.0458 | 56.8681 | 0.27499 | 433.1735 | 0 | 32.3064 | 465.4798 | 190.5756 | 210.661 | 61.9351 | 0.2995 | 463.4712 | 0 | 33.4226 | 496.8937 | 0% | 7.458% | PPC |  | 1.0346
PPC20311 | PPC2031 | PPC | 2031 | 1 | 189.9204 | 196.2734 | 63.4049 | 0.27503 | 449.8738 | 0 | 33.5519 | 483.4257 | 206.8423 | 205.8611 | 69.0543 | 0.29954 | 482.0572 | 0 | 34.7111 | 516.7684 | 0% | 7.458% | PPC |  | 1.0346
PPC20312 | PPC2031 | PPC | 2031 | 2 | 166.7685 | 186.252 | 56.9277 | 0.27507 | 410.2232 | 0 | 30.5947 | 440.818 | 181.6275 | 194.8982 | 62 | 0.29958 | 438.8253 | 0 | 31.6518 | 470.4771 | 0% | 7.458% | PPC |  | 1.0346
PPC20313 | PPC2031 | PPC | 2031 | 3 | 161.2181 | 188.2203 | 60.1869 | 0.27511 | 409.9004 | 0 | 30.5707 | 440.4711 | 175.5827 | 197.1162 | 65.5495 | 0.29963 | 438.548 | 0 | 31.6269 | 470.1749 | 0% | 7.458% | PPC |  | 1.0346
PPC20314 | PPC2031 | PPC | 2031 | 4 | 120.6191 | 183.8849 | 48.9677 | 0.27515 | 353.7468 | 0 | 26.3827 | 380.1294 | 131.3662 | 192.8638 | 53.3307 | 0.29967 | 377.8603 | 0 | 27.2942 | 405.1545 | 0% | 7.458% | PPC |  | 1.0346
PPC20315 | PPC2031 | PPC | 2031 | 5 | 120.0185 | 207.5219 | 48.946 | 0.27519 | 376.7615 | 0 | 28.0991 | 404.8607 | 130.7122 | 217.225 | 53.3071 | 0.29971 | 401.544 | 0 | 29.07 | 430.6139 | 0% | 7.458% | PPC |  | 1.0346
PPC20316 | PPC2031 | PPC | 2031 | 6 | 141.1327 | 205.0602 | 49.2904 | 0.27523 | 395.7585 | 0 | 29.5159 | 425.2745 | 153.7076 | 215.0935 | 53.6822 | 0.29976 | 422.783 | 0 | 30.5357 | 453.3188 | 0% | 7.458% | PPC |  | 1.0346
PPC20317 | PPC2031 | PPC | 2031 | 7 | 173.5896 | 199.5536 | 63.0793 | 0.27527 | 436.4977 | 0 | 32.5543 | 469.052 | 189.0564 | 209.1961 | 68.6996 | 0.2998 | 467.2519 | 0 | 33.6791 | 500.931 | 0% | 7.458% | PPC |  | 1.0346
PPC20318 | PPC2031 | PPC | 2031 | 8 | 165.0561 | 209.8615 | 61.0564 | 0.27531 | 436.2493 | 0 | 32.5358 | 468.7851 | 179.7626 | 220.3223 | 66.4965 | 0.29984 | 466.8812 | 0 | 33.6599 | 500.5411 | 0% | 7.458% | PPC |  | 1.0346
PPC20319 | PPC2031 | PPC | 2031 | 9 | 131.0916 | 200.2699 | 52.4053 | 0.27535 | 384.0421 | 0 | 28.6421 | 412.6842 | 142.7719 | 210.1433 | 57.0746 | 0.29989 | 410.2896 | 0 | 29.6317 | 439.9213 | 0% | 7.458% | PPC |  | 1.0346
PPC203110 | PPC2031 | PPC | 2031 | 10 | 117.4333 | 205.2586 | 49.4206 | 0.27539 | 372.3878 | 0 | 27.7729 | 400.1608 | 127.8967 | 214.9377 | 53.8239 | 0.29993 | 396.9582 | 0 | 28.7325 | 425.6907 | 0% | 7.458% | PPC |  | 1.0346
PPC203111 | PPC2031 | PPC | 2031 | 11 | 138.9781 | 192.5215 | 46.81 | 0.27543 | 378.585 | 0 | 28.2351 | 406.8202 | 151.3611 | 201.777 | 50.9808 | 0.29997 | 404.4189 | 0 | 29.2107 | 433.6295 | 0% | 7.458% | PPC |  | 1.0346
PPC203112 | PPC2031 | PPC | 2031 | 12 | 176.7491 | 201.6762 | 56.4731 | 0.27551 | 435.1739 | 0 | 32.4556 | 467.6295 | 192.4975 | 211.3237 | 61.5049 | 0.30006 | 465.6261 | 0 | 33.5769 | 499.203 | 0% | 7.458% | PPC |  | 1.0346
PPC20321 | PPC2032 | PPC | 2032 | 1 | 200.1613 | 204.0794 | 61.4642 | 0.27555 | 465.9804 | 0 | 34.7531 | 500.7336 | 217.9957 | 214.0497 | 66.9406 | 0.30011 | 499.2861 | 0 | 35.9539 | 535.24 | 0% | 7.458% | PPC |  | 1.0346
PPC20322 | PPC2032 | PPC | 2032 | 2 | 193.0027 | 171.5182 | 70.4943 | 0.27559 | 435.2907 | 0 | 32.4643 | 467.755 | 210.1992 | 179.4816 | 76.7754 | 0.30015 | 466.7563 | 0 | 33.5859 | 500.3422 | 0% | 7.458% | PPC |  | 1.0346
PPC20323 | PPC2032 | PPC | 2032 | 3 | 132.6188 | 236.3053 | 53.1831 | 0.27563 | 422.3828 | 0 | 31.5016 | 453.8844 | 144.4351 | 247.476 | 57.9217 | 0.30019 | 450.133 | 0 | 32.59 | 482.723 | 0% | 7.458% | PPC |  | 1.0346
PPC20324 | PPC2032 | PPC | 2032 | 4 | 131.2802 | 182.6458 | 47.5367 | 0.27567 | 361.7384 | 0 | 26.9787 | 388.7171 | 142.9772 | 191.5642 | 51.7722 | 0.30024 | 386.6139 | 0 | 27.9108 | 414.5247 | 0% | 7.458% | PPC |  | 1.0346
PPC20325 | PPC2032 | PPC | 2032 | 5 | 126.6745 | 195.8441 | 48.4595 | 0.27571 | 371.2538 | 0 | 27.6884 | 398.9422 | 137.9612 | 205.004 | 52.7773 | 0.30028 | 396.0428 | 0 | 28.645 | 424.6878 | 0% | 7.458% | PPC |  | 1.0346
PPC20326 | PPC2032 | PPC | 2032 | 6 | 143.8264 | 203.475 | 49.477 | 0.27576 | 397.0541 | 0 | 29.6126 | 426.6667 | 156.6413 | 213.4306 | 53.8854 | 0.30032 | 424.2577 | 0 | 30.6357 | 454.8934 | 0% | 7.458% | PPC |  | 1.0346
PPC20327 | PPC2032 | PPC | 2032 | 7 | 167.4364 | 197.9497 | 58.1533 | 0.2758 | 423.8153 | 0 | 31.6084 | 455.4237 | 182.355 | 207.5147 | 63.3348 | 0.30037 | 453.5049 | 0 | 32.7005 | 486.2054 | 0% | 7.458% | PPC |  | 1.0346
PPC20328 | PPC2032 | PPC | 2032 | 8 | 156.8129 | 211.3432 | 57.3484 | 0.27584 | 425.7804 | 0 | 31.755 | 457.5354 | 170.7849 | 221.8766 | 62.4582 | 0.30041 | 455.4202 | 0 | 32.8521 | 488.2723 | 0% | 7.458% | PPC |  | 1.0346
PPC20329 | PPC2032 | PPC | 2032 | 9 | 130.0043 | 194.3321 | 52.5041 | 0.27588 | 377.1164 | 0 | 28.1256 | 405.242 | 141.5877 | 203.9119 | 57.1823 | 0.30046 | 402.9824 | 0 | 29.0973 | 432.0797 | 0% | 7.458% | PPC |  | 1.0346
PPC203210 | PPC2032 | PPC | 2032 | 10 | 118.7069 | 196.2933 | 49.4729 | 0.27592 | 364.7491 | 0 | 27.2032 | 391.9523 | 129.2837 | 205.5505 | 53.881 | 0.3005 | 389.0157 | 0 | 28.1431 | 417.1588 | 0% | 7.458% | PPC |  | 1.0346
PPC203211 | PPC2032 | PPC | 2032 | 11 | 140.7754 | 191.8415 | 49.8286 | 0.27596 | 382.7214 | 0 | 28.5436 | 411.265 | 153.3184 | 201.063 | 54.2683 | 0.30055 | 408.9503 | 0 | 29.5298 | 438.4801 | 0% | 7.458% | PPC |  | 1.0346
PPC203212 | PPC2032 | PPC | 2032 | 12 | 186.3937 | 196.7521 | 59.7653 | 0.27604 | 443.187 | 0 | 33.0532 | 476.2402 | 203.0013 | 206.1639 | 65.0904 | 0.30063 | 474.5562 | 0 | 34.1952 | 508.7514 | 0% | 7.458% | PPC |  | 1.0346
PPC20331 | PPC2033 | PPC | 2033 | 1 | 194.1031 | 197.452 | 63.0118 | 0.27608 | 454.8431 | 0 | 33.9225 | 488.7656 | 211.3977 | 207.0989 | 68.6262 | 0.30068 | 487.4234 | 0 | 35.0945 | 522.518 | 0% | 7.458% | PPC |  | 1.0346
PPC20332 | PPC2033 | PPC | 2033 | 2 | 170.4413 | 187.3704 | 56.5748 | 0.27612 | 414.6626 | 0 | 30.9258 | 445.5884 | 185.6276 | 196.0715 | 61.6156 | 0.30072 | 443.6155 | 0 | 31.9943 | 475.6098 | 0% | 7.458% | PPC |  | 1.0346
PPC20333 | PPC2033 | PPC | 2033 | 3 | 164.7687 | 189.3505 | 59.8137 | 0.27616 | 414.2092 | 0 | 30.892 | 445.1012 | 179.4496 | 198.3025 | 65.1431 | 0.30077 | 443.196 | 0 | 31.9593 | 475.1553 | 0% | 7.458% | PPC |  | 1.0346
PPC20334 | PPC2033 | PPC | 2033 | 4 | 123.2755 | 184.9891 | 48.6641 | 0.2762 | 357.2049 | 0 | 26.6406 | 383.8455 | 134.2594 | 194.0226 | 53 | 0.30081 | 381.5829 | 0 | 27.561 | 409.1439 | 0% | 7.458% | PPC |  | 1.0346
PPC20335 | PPC2033 | PPC | 2033 | 5 | 122.6617 | 208.768 | 48.6425 | 0.27624 | 380.3485 | 0 | 28.3667 | 408.7151 | 133.5909 | 218.5309 | 52.9766 | 0.30086 | 405.3992 | 0 | 29.3467 | 434.746 | 0% | 7.458% | PPC |  | 1.0346
PPC20336 | PPC2033 | PPC | 2033 | 6 | 144.2409 | 206.2916 | 48.9848 | 0.27628 | 399.7936 | 0 | 29.8169 | 429.6105 | 157.0928 | 216.3851 | 53.3494 | 0.3009 | 427.1281 | 0 | 30.8471 | 457.9752 | 0% | 7.458% | PPC |  | 1.0346
PPC20337 | PPC2033 | PPC | 2033 | 7 | 177.4126 | 200.7519 | 62.6882 | 0.27632 | 441.1291 | 0 | 32.8997 | 474.0288 | 193.2201 | 210.4517 | 68.2737 | 0.30094 | 472.2464 | 0 | 34.0364 | 506.2828 | 0% | 7.458% | PPC |  | 1.0346
PPC20338 | PPC2033 | PPC | 2033 | 8 | 168.6912 | 211.1217 | 60.6779 | 0.27636 | 440.7672 | 0 | 32.8727 | 473.6399 | 183.7216 | 221.6439 | 66.0843 | 0.30099 | 471.7507 | 0 | 34.0085 | 505.7592 | 0% | 7.458% | PPC |  | 1.0346
PPC20339 | PPC2033 | PPC | 2033 | 9 | 133.9787 | 201.4725 | 52.0804 | 0.27641 | 387.808 | 0 | 28.923 | 416.7309 | 145.9162 | 211.404 | 56.7207 | 0.30103 | 414.3419 | 0 | 29.9223 | 444.2642 | 0% | 7.458% | PPC |  | 1.0346
PPC203310 | PPC2033 | PPC | 2033 | 10 | 120.0196 | 206.4911 | 49.1142 | 0.27645 | 375.9013 | 0 | 28.035 | 403.9363 | 130.7134 | 216.2276 | 53.4902 | 0.30108 | 400.7323 | 0 | 29.0036 | 429.7359 | 0% | 7.458% | PPC |  | 1.0346
PPC203311 | PPC2033 | PPC | 2033 | 11 | 142.0389 | 193.6776 | 46.5198 | 0.27649 | 382.5127 | 0 | 28.5281 | 411.0408 | 154.6946 | 202.9873 | 50.6647 | 0.30112 | 408.6477 | 0 | 29.5137 | 438.1614 | 0% | 7.458% | PPC |  | 1.0346
PPC203312 | PPC2033 | PPC | 2033 | 12 | 180.6418 | 202.8872 | 56.123 | 0.27657 | 439.9286 | 0 | 32.8102 | 472.7387 | 196.7369 | 212.5919 | 61.1235 | 0.30121 | 470.7536 | 0 | 33.9438 | 504.6973 | 0% | 7.458% | PPC |  | 1.0346
PPC20341 | PPC2034 | PPC | 2034 | 1 | 196.3779 | 197.9531 | 63.0758 | 0.27661 | 457.6834 | 0 | 34.1343 | 491.8177 | 213.8751 | 207.6237 | 68.6958 | 0.30126 | 490.496 | 0 | 35.3137 | 525.8097 | 0% | 7.458% | PPC |  | 1.0346
PPC20342 | PPC2034 | PPC | 2034 | 2 | 172.4387 | 187.8459 | 56.6322 | 0.27665 | 417.1935 | 0 | 31.1146 | 448.3081 | 187.803 | 196.5675 | 61.6782 | 0.3013 | 446.35 | 0 | 32.1896 | 478.5396 | 0% | 7.458% | PPC |  | 1.0346
PPC20343 | PPC2034 | PPC | 2034 | 3 | 166.6997 | 189.831 | 59.8745 | 0.27669 | 416.6819 | 0 | 31.0764 | 447.7583 | 181.5526 | 198.8045 | 65.2093 | 0.30135 | 445.8678 | 0 | 32.1501 | 478.0179 | 0% | 7.458% | PPC |  | 1.0346
PPC20344 | PPC2034 | PPC | 2034 | 4 | 124.7202 | 185.4585 | 48.7135 | 0.27673 | 359.1689 | 0 | 26.7871 | 385.956 | 135.8328 | 194.5145 | 53.0538 | 0.30139 | 383.7025 | 0 | 27.7126 | 411.4151 | 0% | 7.458% | PPC |  | 1.0346
PPC20345 | PPC2034 | PPC | 2034 | 5 | 124.0992 | 209.2978 | 48.6919 | 0.27678 | 382.3657 | 0 | 28.5171 | 410.8828 | 135.1565 | 219.0855 | 53.0303 | 0.30144 | 407.5737 | 0 | 29.5024 | 437.0761 | 0% | 7.458% | PPC |  | 1.0346
PPC20346 | PPC2034 | PPC | 2034 | 6 | 145.9313 | 206.8151 | 49.0345 | 0.27682 | 402.0577 | 0 | 29.9857 | 432.0435 | 158.9338 | 216.9342 | 53.4035 | 0.30148 | 429.573 | 0 | 31.0217 | 460.5947 | 0% | 7.458% | PPC |  | 1.0346
PPC20347 | PPC2034 | PPC | 2034 | 7 | 179.4918 | 201.2613 | 62.7518 | 0.27686 | 443.7818 | 0 | 33.0976 | 476.8794 | 195.4845 | 210.9861 | 68.343 | 0.30153 | 475.1152 | 0 | 34.2411 | 509.3562 | 0% | 7.458% | PPC |  | 1.0346
PPC20348 | PPC2034 | PPC | 2034 | 8 | 170.6681 | 211.6575 | 60.7395 | 0.2769 | 443.342 | 0 | 33.0647 | 476.4067 | 185.8746 | 222.2069 | 66.1514 | 0.30157 | 474.5344 | 0 | 34.2071 | 508.7416 | 0% | 7.458% | PPC |  | 1.0346
PPC20349 | PPC2034 | PPC | 2034 | 9 | 135.5488 | 201.9837 | 52.1332 | 0.27694 | 389.9427 | 0 | 29.0822 | 419.0249 | 147.6262 | 211.9409 | 56.7783 | 0.30162 | 416.6471 | 0 | 30.087 | 446.7341 | 0% | 7.458% | PPC |  | 1.0346
PPC203410 | PPC2034 | PPC | 2034 | 10 | 121.4262 | 207.0151 | 49.164 | 0.27698 | 377.8823 | 0 | 28.1827 | 406.065 | 132.2453 | 216.7771 | 53.5445 | 0.30166 | 402.8685 | 0 | 29.1564 | 432.025 | 0% | 7.458% | PPC |  | 1.0346
PPC203411 | PPC2034 | PPC | 2034 | 11 | 143.7035 | 194.169 | 46.567 | 0.27702 | 384.7166 | 0 | 28.6924 | 413.409 | 156.5075 | 203.5028 | 50.7161 | 0.30171 | 411.0282 | 0 | 29.6838 | 440.7119 | 0% | 7.458% | PPC |  | 1.0346
PPC203412 | PPC2034 | PPC | 2034 | 12 | 182.7587 | 203.4021 | 56.18 | 0.27711 | 442.6179 | 0 | 33.0107 | 475.6286 | 199.0425 | 213.1318 | 61.1856 | 0.3018 | 473.6618 | 0 | 34.1513 | 507.813 | 0% | 7.458% | PPC |  | 1.0346

## System load
Retail Load Responsibility
Recon MWh Ld w/ UFE
Year | Month | CE | OE | PP | TE | Total
2023 | 1 | 1606102.333 | 2208693.15 | 425285.894 | 937611.843 | 5177693.22
2023 | 2 | 1462128.888 | 1975029.718 | 381871.448 | 848719.803 | 4667749.857
2023 | 3 | 1557912.505 | 2130059.245 | 406463.749 | 945183.707 | 5039619.206
2023 | 4 | 1358678.671 | 1853041.207 | 344620.5 | 821151.308 | 4377491.686
2023 | 5 | 1408390.233 | 1886254.35 | 360222.576 | 889058.874 | 4543926.033
2023 | 6 | 1499763.297 | 2013063.014 | 365159.536 | 940795.183 | 4818781.03
2023 | 7 | 1702860.459 | 2414967.045 | 427295.995 | 1079880.043 | 5625003.542
2023 | 8 | 1645624.021 | 2326289.08 | 413609.428 | 1058792.262 | 5444314.791
2023 | 9 | 1459208.456 | 2026298.405 | 367570.105 | 938010.465 | 4791087.431
2023 | 10 | 1435618.649 | 1978954.376 | 342196.652 | 914261.867 | 4671031.544
2023 | 11 | 1416572.439 | 2025280.828 | 367810.305 | 918743.885 | 4728407.457
2023 | 12 | 1499531.715 | 2138321.036 | 387513.325 | 981344.487 | 5006710.563
Total |  | 18052391.666 | 24976251.454 | 4589619.513 | 11273553.727 | 58891816.36
Notes: | Pulled using report 16-ATSI Hourly Data, run type Settlement B, selecting the ATSI OpCos, and checking display columns of Wholesale and Retail
Hour Ending EPT

## West Peaks
| OHIO | ATSI
| Peak Less | Peak Less
FirstEnergy System | Wholesale | Wholesale
2023-01-01 | 7727.5151 | 8417.3951
2023-02-01 | 7958.2779 | 8706.0219
2023-03-01 | 7612.952 | 8277.603
2023-04-01 | 6626.328 | 7219.1029
2023-05-01 | 8473.4029 | 9144.6349
2023-06-01 | 9110.1211 | 9771.2891
2023-07-01 | 9937.147 | 10757.428
2023-08-01 | 9465.408 | 10239.365
2023-09-01 | 10267.1909 | 11082.5509
2023-10-01 | 8267.171 | 8899.468
2023-11-01 | 7809.092 | 8532.778
2023-12-01 | 7596.674 | 8236.892
Ohio Edison | OE01
2023-01-01 | 3621.8042
2023-02-01 | 3745.0144
2023-03-01 | 3609.6766
2023-04-01 | 3147.038
2023-05-01 | 3859.1922
2023-06-01 | 4103.0801
2023-07-01 | 4663.7692
2023-08-01 | 4568.3293
2023-09-01 | 4666.3408
2023-10-01 | 3679.0104
2023-11-01 | 3698.936
2023-12-01 | 3568.2584
CEI | CE01
2023-01-01 | 2618.6109
2023-02-01 | 2732.7859
2023-03-01 | 2589.3071
2023-04-01 | 2298.337
2023-05-01 | 2914.9214
2023-06-01 | 3141.1415
2023-07-01 | 3419.3081
2023-08-01 | 3058.5354
2023-09-01 | 3594.3512
2023-10-01 | 2884.4727
2023-11-01 | 2583.9173
2023-12-01 | 2484.5429
Toledo Edison | TE01
2023-01-01 | 1516.5619
2023-02-01 | 1528.6187
2023-03-01 | 1486.1384
2023-04-01 | 1354.6517
2023-05-01 | 1744.5816
2023-06-01 | 1881.8144
2023-07-01 | 2007.2504
2023-08-01 | 2042.2259
2023-09-01 | 2015.5141
2023-10-01 | 1725.8662
2023-11-01 | 1600.0959
2023-12-01 | 1570.2895